## AC Systems
AHRI Ref # | Nominal Tons | Outdoor Unit | OD Unit Price (Excluding Taxes) | Indoor Coil | Indoor Coil Price (Excluding Taxes) | Furnace | Furnace Price (Excluding Taxes) | Cooling BtuH | EER | SEER | Outdoor + Coil + Furnace Price (Excluding Taxes) | Notes
206724851 | 1.5 | A4AC4018A1000B | 1029 | 4MXCA003AC6HCA | 504 | A801X040AM3SCA | 821 | 18000 | 12.5 | 15 | 2354 | Ameristar, Upflow, Horizontal Left , Horizontal Right
207436795 | 1.5 | A4AC4018A1000B | 1029 | 4TXCB003DS3HCA | 594 | Any |  | 18200 | 12.2 | 14 | 1623 | Upflow, Horizontal Left , Horizontal Right
206390391 | 1.5 | A4AC4018A1000B | 1029 | 4TXCB003DS3HCA | 594 | A801X040AM3SCA | 821 | 18000 | 12.5 | 15 | 2444 | Ameristar, Upflow, Horizontal Left , Horizontal Right
8974334 | 1.5 | 4A7A4018L1000A | 1331 | 4MXCA001AC6HCA | 484.615 | Any |  | 18000 | 12.2 | 14 | 1815.615 | Upflow, Horizontal Left , Horizontal Right
8974334 | 1.5 | 4A7A4018L1000A | 1331 | 4MXCA001AC6HCA | 484.615 | S8B1B040M2PSCA | 941 | 18000 | 12.2 | 14 | 2756.615 | Upflow, Horizontal Left , Horizontal Right
8974334 | 1.5 | 4A7A4018L1000A | 1331 | 4MXCA001AC6HCA | 484.615 | S8X1A040M3PSCA | 1108 | 18000 | 12.2 | 14 | 2923.615 | Upflow, Horizontal Left , Horizontal Right
8974336 | 1.5 | 4A7A4018L1000A | 1331 | 4MXCB002AC6HCA | 498.462 | Any |  | 18000 | 12.2 | 14 | 1829.462 | Upflow, Horizontal Left , Horizontal Right
10351386 | 1.5 | 4A7A4018L1000A | 1331 | 4MXCB004AC6HCA | 498 | S8B1B040M2PSAB | 941 | 18000 | 12.2 | 14 | 2770 | Upflow, Horizontal Left , Horizontal Right
10343691 | 1.5 | 4A7A4018L1000A | 1331 | 4MXCB004AC6HCA | 498 | AUD2B060A9V3VB | 1596 | 18000 | 13 | 16 | 3425 | Upflow, Horizontal Left , Horizontal Right
8797110 | 1.5 | 4A7A4018L1000A | 1331 | 4TXCB003DS3HCA | 594 | AUD2B060A9V3VB | 1596 | 18600 | 13 | 16 | 3521 | Upflow, Horizontal Left , Horizontal Right
8860481 | 1.5 | 4A7A4018L1000A | 1331 | 4TXCB003DS3HCA | 594 | Any |  | 18500 | 12.3 | 14.5 | 1925 | Upflow, Horizontal Left , Horizontal Right
8860481 | 1.5 | 4A7A4018L1000A | 1331 | 4TXCB003DS3HCA | 594 | S8B1B060M4PSCA | 1037 | 18500 | 12.3 | 14.5 | 2962 | Upflow, Horizontal Left , Horizontal Right
8860481 | 1.5 | 4A7A4018L1000A | 1331 | 4TXCB003DS3HCA | 594 | S8X1B060M4PSCA | 1172 | 18500 | 12.3 | 14.5 | 3097 | Upflow, Horizontal Left , Horizontal Right
8860481 | 1.5 | 4A7A4018L1000A | 1331 | 4TXCB003DS3HCA | 594 | S9X1B040U3PSBA | 1783 | 18500 | 12.3 | 14.5 | 3708 | Upflow, Horizontal Left , Horizontal Right
8743720 | 1.5 | 4A7A4018L1000A | 1331 | 4TXCB003DS3HCA | 594 | S9V2B060U3PSBB | 2376.667 | 19100 | 12.5 | 15 | 4301.667 | Upflow, Horizontal Left , Horizontal Right
8244781 | 1.5 | 4A7A4018L1000A | 1331 | CE30B34-140L-105 | 529.799 | Any |  | 18100 | 12.8 | 14.5 | 1860.799 | Upflow, Horizontal Left , Horizontal Right
8244781 | 1.5 | 4A7A4018L1000A | 1331 | CE30B34-175L-105 | 529.799 | Any |  | 18100 | 12.8 | 14.5 | 1860.799 | Upflow, Horizontal Left , Horizontal Right
8244781 | 1.5 | 4A7A4018L1000A | 1331 | CE30B34-140L-105 | 529.799 | S8X1A040M3PSCA | 1108 | 18100 | 12.8 | 14.5 | 2968.799 | Aspen Coil, Upflow, Horizontal Left , Horizontal Right
206794457 | 1.5 | 4A7A4018L1000A | 1331 | CE30B34-175L-105 | 529.799 | AUD2B060A9V3VB | 1596 | 17900 | 13 | 16.5 | 3456.799 | Aspen Coil, Upflow, Horizontal Left , Horizontal Right
206794473 | 1.5 | 4A7A4018L1000A | 1331 | CE30B34-175L-105 | 529.799 | S9V2B060U3PSBB | 2376.667 | 16300 | 13 | 16.5 | 4237.466 | Aspen Coil, Upflow, Horizontal Left , Horizontal Right
206794476 | 1.5 | 4A7A4018L1000A | 1331 | CE30B34-175L-105 | 529.799 | S9X1B040U3PSBA | 1783 | 18000 | 13 | 16.5 | 3643.799 | Aspen Coil, Upflow, Horizontal Left , Horizontal Right
206031081 | 2 | A4AC4024A1000B | 1219 | 4MXCB002AC6HCA | 498.462 | Any |  | 23400 | 12.2 | 14 | 1717.462 | Ameristar, Upflow, Horizontal Left , Horizontal Right

## HP Systems
AHRI Ref # | Nominal Tons | Outdoor Unit | Outdoor Price (Excluding Taxes) | Air Handler | Air Handler Price (Excluding Taxes) | Total Cooling | EER | SEER | HSPF | Outdoor + Air Handler Price (Excluding Taxes) | Notes
8933208 | 1.5 | 4A6H4018G1000A | 1611 | GAF2A0A24S21EE | 1323.729 | 18600 | 11.5 | 14 | 8.5 | 2934.729
8933212 | 1.5 | 4A6H4018G1000A | 1611 | GAM5B0A18M11EA | 1331 | 18600 | 12 | 14.5 | 8.5 | 2942
10093592 | 1.5 | 4A6H4018G1000A | 1611 | TAM9A0A24V21DA | 1844 | 18600 | 12 | 14.5 | 8.5 | 3455
8908620 | 1.5 | 4A6H4018G1000A | 1611 | TEM4A0B18S21SB | 949 | 18000 | 11.5 | 14 | 8.5 | 2560
8938542 | 1.5 | 4A6H6018H1000A | 2541 | GAM5B0A18M11EA | 1331 | 18400 | 13 | 16 | 8.6 | 3872
10093469 | 1.5 | 4A6H6018H1000A | 2541 | TAM9A0A24V21DA | 1844 | 18500 | 13 | 16.5 | 8.5 | 4385
10093470 | 1.5 | 4A6H6018H1000A | 2541 | TAM9A0B30V31DA | 1919 | 18800 | 13 | 17 | 9 | 4460
8938543 | 1.5 | 4A6H6018H1000A | 2541 | TEM4A0B18S21SB | 949 | 17800 | 12.5 | 15 | 8.6 | 3490
8937189 | 1.5 | 4A6H6018H1000A | 2541 | TEM6A0B24H21SB | 1428 | 18800 | 12.2 | 16 | 9 | 3969
206390807 | 2 | A4HP4024A1000B | 1519 | A4AH4P24A1B60B | 744 | 23800 | 12.2 | 14.5 | 8.5 | 2263 | Ameristar by American Standard
8933498 | 2 | 4A6H4024G1000A | 1748 | GAF2A0A24S21EE | 1323.729 | 23400 | 12 | 14.5 | 8.5 | 3071.729
8933503 | 2 | 4A6H4024G1000A | 1748 | GAM5B0A24M21EA | 1423 | 23600 | 12 | 14.5 | 8.5 | 3171
10093597 | 2 | 4A6H4024G1000A | 1748 | TAM9A0A24V21DA | 1844 | 23400 | 12 | 14.5 | 8.5 | 3592
8908621 | 2 | 4A6H4024G1000A | 1748 | TEM4A0B24S21SB | 982 | 23800 | 11.5 | 14 | 8.5 | 2730
8939048 | 2 | 4A6H4024G1000A | 1748 | TEM6A0B24H21SB | 1428 | 24000 | 12 | 14.5 | 8.5 | 3176
9923007 | 2 | 4A6H5024H1000A | 2081 | GAF2A0A24S21EE | 1323.729 | 23800 | 11.5 | 14 | 8.2 | 3404.729
9923010 | 2 | 4A6H5024H1000A | 2081 | GAM5B0A24M21EA | 1423 | 23800 | 12.5 | 15 | 8.2 | 3504
10093614 | 2 | 4A6H5024H1000A | 2081 | TAM9A0A24V21DA | 1844 | 23400 | 12.5 | 15.75 | 8.5 | 3925
9923016 | 2 | 4A6H5024H1000A | 2081 | TEM4A0B24S21SB | 982 | 23800 | 12.5 | 15 | 8.5 | 3063
9922059 | 2 | 4A6H5024H1000A | 2081 | TEM6A0B24H21SB | 1428 | 24200 | 12.5 | 15 | 9.5 | 3509
7560055 | 2 | 4A6H6024H1000A | 2779 | GAM5B0A18M11EA | 1331 | 24000 | 12.5 | 16 | 8.2 | 4110
7560056 | 2 | 4A6H6024H1000A | 2779 | GAM5B0A24M21EA | 1423 | 23600 | 12.5 | 15.5 | 8.2 | 4202
7560057 | 2 | 4A6H6024H1000A | 2779 | GAM5B0B30M21EA | 1504 | 24400 | 12.5 | 16 | 9 | 4283
10093471 | 2 | 4A6H6024H1000A | 2779 | TAM9A0A24V21DA | 1844 | 23600 | 12.5 | 15.75 | 8.5 | 4623
10093472 | 2 | 4A6H6024H1000A | 2779 | TAM9A0B30V31DA | 1919 | 24600 | 13 | 16.75 | 9.6 | 4698
10093473 | 2 | 4A6H6024H1000A | 2779 | TAM9A0C36V31DA | 2002 | 25000 | 13 | 17 | 9.5 | 4781
7560059 | 2 | 4A6H6024H1000A | 2779 | TEM6A0B24H21SB | 1428 | 24200 | 13 | 16 | 9 | 4207
10093488 | 2 | 4A6H7024A1000D | 3174 | TAM9A0B30V31DA | 1919 | 25200 | 13.5 | 17.25 | 9.6 | 5093
10230598 | 2 | 4A6H7024A1000D | 3174 | TAM9A0C36V31DA | 2002 | 25600 | 13 | 17.5 | 9.6 | 5176
7559634 | 2 | 4A6H7024A1000D | 3174 | TEM6A0B24H21SB | 1428 | 25000 | 12.5 | 17 | 8.5 | 4602
201840487 | 2 | 4A6H7024A1000D | 3174 | TEM6A0B30H21SB | 1509 | 25000 | 13 | 17 | 9 | 4683
10093454 | 2 | 4A6V8024A1000B | 4412 | TAM9A0B30V31DA | 1919 | 23800 | 13.00 | 18.00 | 10.00 | 6331
206918619 | 2 | 4A6V8024A1000B | 4412 | TEM6A0B24H21SB | 1428 | 24000 | 13 | 18 | 9.6 | 5840 | BAY24VRPAC52DC Required
10153451 | 2 | 4A6V8024A1000B | 4412 | TEM8A0B30V31DB | 1654 | 24400 | 12.5 | 18 | 9.6 | 6066
10093446 | 2 | 4A6V0024A1000B | 5291 | TAM9A0B30V31DA | 1919 | 24200 | 13.75 | 19.25 | 10 | 7210
| 2 | 4A6V0024A1000B | 5291 | TEM6A0B24H21SB | 1428 | 23600 | 13.1 | 19 | 9.6 | 6719 | BAY24VRPAC52DC Required
10153436 | 2 | 4A6V0024A1000B | 5291 | TEM8A0B30V31DB | 1654 | 24400 | 13 | 18.75 | 9.6 | 6945
204599895 | 2.5 | A4HP4030A1000B | 1561 | A4AH4P36A1B30B | 861 | 28200 | 11.5 | 14 | 8.5 | 2422 | Ameristar by American Standard
206384419 | 2.5 | A4HP4030A1000B | 1561 | TEM4A0B30S31SB | 1016 | 27800 | 11.5 | 14 | 8.5 | 2577 | Ameristar by American Standard
8933926 | 2.5 | 4A6H4030G1000A | 1844 | GAF2A0A36M31EC | 1745.763 | 27400 | 12 | 14.5 | 8.5 | 3589.763
8933930 | 2.5 | 4A6H4030G1000A | 1844 | GAM5B0B30M21EA | 1504 | 28800 | 12 | 14.5 | 8.5 | 3348
10093600 | 2.5 | 4A6H4030G1000A | 1844 | TAM9A0A24V21DA | 1844 | 27200 | 12 | 14.5 | 8.5 | 3688
8908622 | 2.5 | 4A6H4030G1000A | 1844 | TEM4A0B30S31SB | 1016 | 28000 | 11.5 | 14 | 8.5 | 2860
8933932 | 2.5 | 4A6H4030G1000A | 1844 | TEM6A0B30H21SB | 1509 | 29000 | 12 | 14.5 | 8.5 | 3353
9033754 | 2.5 | 4A6H5030H1000A | 2184 | GAM5B0B30M21EA | 1504 | 28800 | 12.5 | 15 | 9.5 | 3688
10093618 | 2.5 | 4A6H5030H1000A | 2184 | TAM9A0A24V21DA | 1844 | 27200 | 12.5 | 15 | 9 | 4028
201796604 | 2.5 | 4A6H5030H1000A | 2184 | TAM9A0B30V31DA | 1919 | 28200 | 12.5 | 15.25 | 9.5 | 4103
9010592 | 2.5 | 4A6H5030H1000A | 2184 | TEM4A0B30S31SB | 1016 | 28000 | 12 | 14 | 8.5 | 3200
9033756 | 2.5 | 4A6H5030H1000A | 2184 | TEM6A0B30H21SB | 1509 | 29000 | 12.5 | 15.25 | 9.5 | 3693
7560463 | 2.5 | 4A6H6030H1000A | 2883 | GAM5B0B30M21EA | 1504 | 29400 | 12.5 | 16 | 9 | 4387
7560465 | 2.5 | 4A6H6030H1000A | 2883 | GAM5B0B36M31EA | 1588 | 29200 | 12.5 | 16 | 8.5 | 4471
10093474 | 2.5 | 4A6H6030H1000A | 2883 | TAM9A0B30V31DA | 1919 | 29600 | 13 | 17 | 9.6 | 4802
7560466 | 2.5 | 4A6H6030H1000A | 2883 | TEM6A0B30H21SB | 1509 | 28600 | 13 | 16 | 9 | 4392
7560468 | 2.5 | 4A6H6030H1000A | 2883 | TEM6A0C36H31SB | 1593 | 28800 | 13 | 16 | 9.6 | 4476
204599926 | 3 | A4HP4036A1000B | 1654 | A4AH4E42A1C30B | 1003 | 35600 | 11.5 | 14 | 8.5 | 2657 | Ameristar by American Standard
204599927 | 3 | A4HP4036A1000B | 1654 | A4AH4P36A1B30B | 861 | 34000 | 11.5 | 14 | 8.5 | 2515 | Ameristar by American Standard
204599928 | 3 | A4HP4036A1000B | 1654 | A4AH4P37A1C30B | 939 | 34800 | 11.5 | 14 | 8.5 | 2593 | Ameristar by American Standard
206384429 | 3 | A4HP4036A1000B | 1654 | TEM4A0C37S31SB | 1151 | 36000 | 12.5 | 14.5 | 8.5 | 2805 | Ameristar by American Standard
9968481 | 3 | 4A6H4036G1000A | 1974 | GAF2A0A36M31EC | 1745.763 | 33800 | 12.2 | 14.5 | 8.2 | 3719.763
9968482 | 3 | 4A6H4036G1000A | 1974 | GAM5B0B30M21EA | 1504 | 36200 | 13 | 15 | 8.5 | 3478
10332286 | 3 | 4A6H4036G1000A | 1974 | TAM9A0C36V31DA | 2002 | 36800 | 12 | 14.5 | 8.5 | 3976
201763922 | 3 | 4A6H4036G1000A | 1974 | TEM4A0B36S31SB | 1084 | 35000 | 11.5 | 14 | 8.2 | 3058
201763923 | 3 | 4A6H4036G1000A | 1974 | TEM4A0C37S31SB | 1151 | 36200 | 12 | 14.5 | 8.5 | 3125
10055859 | 3 | 4A6H4036G1000A | 1974 | TEM6A0C36H31SB | 1593 | 36200 | 12 | 14.5 | 9 | 3567
9965285 | 3 | 4A6H5036H1000A | 2288 | GAM5B0B36M31EA | 1588 | 34400 | 12.5 | 15 | 8.5 | 3876
10093620 | 3 | 4A6H5036H1000A | 2288 | TAM9A0C36V31DA | 2002 | 35600 | 12.5 | 15 | 9.5 | 4290
201763925 | 3 | 4A6H5036H1000A | 2288 | TEM4A0C37S31SB | 1151 | 34800 | 12.5 | 15 | 8.5 | 3439
9128447 | 3 | 4A6H5036H1000A | 2288 | TEM4A0C42S41SB | 1219 | 36000 | 12.5 | 15 | 8.5 | 3507
9126463 | 3 | 4A6H5036H1000A | 2288 | TEM6A0C36H31SB | 1593 | 34800 | 12.5 | 15 | 9.5 | 3881
7561111 | 3 | 4A6H6036H1000A | 3019 | GAM5B0C42M31EA | 1738 | 36000 | 12.5 | 16 | 9 | 4757
10093478 | 3 | 4A6H6036H1000A | 3019 | TAM9A0C36V31DA | 2002 | 35600 | 13 | 16.25 | 9.6 | 5021
7561112 | 3 | 4A6H6036H1000A | 3019 | TEM6A0C36H31SB | 1593 | 34800 | 13 | 16 | 9 | 4612
7561113 | 3 | 4A6H6036H1000A | 3019 | TEM6A0C42H41SB | 1752 | 35200 | 13.5 | 16 | 9.5 | 4771
10093444 | 3 | 4A6H7036B1000D | 3718 | TAM9A0C36V31DA | 2002 | 36000 | 13 | 17 | 9 | 5720
7599441 | 3 | 4A6H7036B1000D | 3718 | TEM6A0C36H31SB | 1593 | 36000 | 12.5 | 17 | 9.6 | 5311
10093457 | 3 | 4A6V8036A1000B | 4894 | TAM9A0C36V31DA | 2002 | 35000 | 13 | 18 | 10 | 6896
10093458 | 3 | 4A6V8036A1000B | 4894 | TAM9A0C42V41DA | 2158 | 35800 | 12.5 | 18 | 10 | 7052
206918592 | 3 | 4A6V8036A1000B | 4894 | TEM6A0C36H31SB | 1593 | 34400 | 12.4 | 18 | 9.6 | 6487 | BAY24VRPAC52DC Required
10153452 | 3 | 4A6V8036A1000B | 4894 | TEM8A0B30V31DB | 1654 | 34600 | 12.2 | 18 | 9.6 | 6548
10153453 | 3 | 4A6V8036A1000B | 4894 | TEM8A0C36V31DB | 1751 | 35200 | 12.5 | 18 | 10 | 6645
10093447 | 3 | 4A6V0036A1000B | 5858 | TAM9A0B30V31DA | 1919 | 35400 | 13 | 20 | 10 | 7777
10093448 | 3 | 4A6V0036A1000B | 5858 | TAM9A0C36V31DA | 2002 | 35000 | 13.5 | 19.75 | 10 | 7860
10093449 | 3 | 4A6V0036A1000B | 5858 | TAM9A0C42V41DA | 2158 | 35600 | 13.5 | 21 | 10 | 8016
206918586 | 3 | 4A6V0036A1000B | 5858 | TEM6A0C36H31SB | 1593 | 34800 | 13 | 20 | 9.6 | 7451 | BAY24VRPAC52DC Required
10153439 | 3 | 4A6V0036A1000B | 5858 | TEM8A0C36V31DB | 1751 | 35400 | 13 | 20 | 10 | 7609
204599950 | 3.5 | A4HP4042A1000B | 1806 | A4AH4E42A1C30B | 1003 | 41000 | 11.5 | 14 | 8.2 | 2809 | Ameristar by American Standard
206384421 | 3.5 | A4HP4042A1000B | 1806 | TEM4A0C42S41SB | 1219 | 41000 | 11.5 | 14.5 | 8.5 | 3025 | Ameristar by American Standard
8934140 | 3.5 | 4A6H4042G1000A | 2107 | GAM5B0C42M31EA | 1738 | 41000 | 12 | 14.5 | 8.5 | 3845
202362845 | 3.5 | 4A6H4042G1000A | 2107 | TAM9A0C42V41DA | 2158 | 41000 | 12 | 14.5 | 8.2 | 4265
8908623 | 3.5 | 4A6H4042G1000A | 2107 | TEM4A0C42S41SB | 1219 | 41500 | 11.5 | 14 | 8.5 | 3326
8934141 | 3.5 | 4A6H4042G1000A | 2107 | TEM6A0C42H41SB | 1752 | 40500 | 12 | 14.5 | 8.5 | 3859
9927396 | 3.5 | 4A6H5042H1000A | 2426 | GAM5B0C42M31EA | 1738 | 42000 | 12.5 | 15 | 9 | 4164
10093621 | 3.5 | 4A6H5042H1000A | 2426 | TAM9A0C42V41DA | 2158 | 41500 | 12.5 | 15.75 | 8.5 | 4584
9924706 | 3.5 | 4A6H5042H1000A | 2426 | TEM6A0C42H41SB | 1752 | 41000 | 12.5 | 15 | 8.8 | 4178
7561404 | 3.5 | 4A6H6042H1000A | 2189 | GAM5B0C42M31EA | 1738 | 42000 | 12.5 | 16 | 9 | 3927
10093481 | 3.5 | 4A6H6042H1000A | 2189 | TAM9A0C42V41DA | 2158 | 42000 | 13 | 16 | 9 | 4347
10093483 | 3.5 | 4A6H6042H1000A | 2189 | TAM9A0C60V51DA | 2625 | 42000 | 13.5 | 17 | 9.6 | 4814
7561405 | 3.5 | 4A6H6042H1000A | 2189 | TEM6A0C42H41SB | 1752 | 41000 | 13 | 16 | 9 | 3941
8858402 | 3.5 | 4A6H6042H1000A | 2189 | TEM6A0C48H41SB | 2044 | 42000 | 13 | 17 | 9.6 | 4233
8858380 | 3.5 | 4A6H6042H1000A | 2189 | TEM6A0C60H51SB | 2368 | 41500 | 13 | 17 | 9.6 | 4557
204600272 | 4 | A4HP4048A1000B | 1954 | A4AH4E60A1C30B | 1283 | 47000 | 11.5 | 14 | 8.5 | 3237 | Ameristar by American Standard
206384422 | 4 | A4HP4048A1000B | 1954 | TEM4A0C48S41SB | 1352 | 46500 | 11.5 | 14 | 8.2 | 3306 | Ameristar by American Standard
8934449 | 4 | 4A6H4048G1000A | 2291 | GAM5B0C48M41EA | 1886 | 47000 | 12 | 14 | 8.5 | 4177
10093607 | 4 | 4A6H4048G1000A | 2291 | TAM9A0C48V41DA | 2314 | 46500 | 12 | 14.5 | 8.5 | 4605
8908624 | 4 | 4A6H4048G1000A | 2291 | TEM4A0C48S41SB | 1352 | 46500 | 11.5 | 14 | 8.5 | 3643
8934450 | 4 | 4A6H4048G1000A | 2291 | TEM6A0C42H41SB | 1752 | 46500 | 12 | 14 | 8.5 | 4043
10515157 | 4 | 4A6H4048G1000A | 2291 | TEM4A0C60S51SB | 1622 | 48500 | 12 | 14.5 | 8.5 | 3913
9695986 | 4 | 4A6H5048H1000A | 2562 | GAM5B0C48M41EA | 1886 | 47000 | 12.5 | 15 | 8.5 | 4448
10093441 | 4 | 4A6H5048H1000A | 2562 | TAM9A0C48V41DA | 2314 | 46500 | 12.5 | 15.5 | 9 | 4876
9694262 | 4 | 4A6H5048H1000A | 2562 | TEM6A0C48H41SB | 2044 | 48000 | 12.5 | 15 | 9.5 | 4606
7561717 | 4 | 4A6H6048H1000A | 3362 | GAM5B0C42M31EA | 1738 | 47500 | 12.5 | 16 | 9 | 5100
7561718 | 4 | 4A6H6048H1000A | 3362 | GAM5B0C48M41EA | 1886 | 47000 | 12.5 | 15.75 | 8.5 | 5248
10093485 | 4 | 4A6H6048H1000A | 3362 | TAM9A0C48V41DA | 2314 | 46500 | 13 | 16.5 | 9.6 | 5676
8858404 | 4 | 4A6H6048H1000A | 3362 | TEM6A0C48H41SB | 2044 | 48000 | 13 | 16.5 | 9.6 | 5406
10226477 | 4 | 4A6H7048A1000D | 4256 | TAM9A0C48V41DA | 2314 | 46500 | 13 | 17 | 9.5 | 6570
10226478 | 4 | 4A6H7048A1000D | 4256 | TAM9A0C60V51DA | 2625 | 48000 | 13 | 17.5 | 9.5 | 6881
8875430 | 4 | 4A6H7048A1000D | 4256 | TEM6A0C48H41SB | 2044 | 48500 | 13 | 17 | 9.5 | 6300
202438992 | 4 | 4A6H7048A1000D | 4256 | TEM6A0C60H51SB | 2368 | 47500 | 13 | 17.5 | 9.3 | 6624
10093463 | 4 | 4A6V8048A1000B | 5444 | TAM9A0C48V41DA | 2314 | 47000 | 12.5 | 18 | 10 | 7758
10093464 | 4 | 4A6V8048A1000B | 5444 | TAM9A0C60V51DA | 2625 | 47000 | 12.5 | 18 | 10 | 8069
206918596 | 4 | 4A6V8048A1000B | 5444 | TEM6A0C42H41SB | 1752 | 45000 | 11.8 | 18 | 9 | 7196 | BAY24VRPAC52DC Required
10153463 | 4 | 4A6V8048A1000B | 5444 | TEM8A0C48V41DB | 2214 | 46500 | 12.5 | 18 | 10 | 7658
10153464 | 4 | 4A6V8048A1000B | 5444 | TEM8A0C60V51DB | 2539 | 47500 | 12.5 | 18 | 10 | 7983
10093451 | 4 | 4A6V0048A1000B | 6419 | TAM9A0C48V41DA | 2314 | 46500 | 12.5 | 19.5 | 10 | 8733
10093452 | 4 | 4A6V0048A1000B | 6419 | TAM9A0C60V51DA | 2625 | 46500 | 12.5 | 19.5 | 10 | 9044
206918588 | 4 | 4A6V0048A1000B | 6419 | TEM6A0C42H41SB | 1752 | 44000 | 11.8 | 18.5 | 8.7 | 8171 | BAY24VRPAC52DC Required
10153444 | 4 | 4A6V0048A1000B | 6419 | TEM8A0C48V41DB | 2214 | 47500 | 12.5 | 18 | 10 | 8633
10153445 | 4 | 4A6V0048A1000B | 6419 | TEM8A0C60V51DB | 2539 | 47000 | 12.5 | 18 | 10 | 8958
204599974 | 5 | A4HP4060A1000B | 2257 | A4AH4E60A1C30B | 1283 | 55500 | 11.5 | 14 | 8.2 | 3540 | Ameristar by American Standard
206384423 | 5 | A4HP4060A1000B | 2257 | TEM4A0C60S51SB | 1622 | 56000 | 11.5 | 14 | 8.5 | 3879 | Ameristar by American Standard
9062140 | 5 | 4A6H4060G1000A | 2623 | GAM5B0C60M51EA | 2189 | 57000 | 11.7 | 14 | 8.5 | 4812
10093610 | 5 | 4A6H4060G1000A | 2623 | TAM9A0C60V51DA | 2625 | 56500 | 12 | 14.5 | 8.5 | 5248
8908625 | 5 | 4A6H4060G1000A | 2623 | TEM4A0C60S51SB | 1622 | 56000 | 11.5 | 14 | 8.2 | 4245
9105508 | 5 | 4A6H4060G1000A | 2623 | TEM6A0C60H51SB | 2368 | 58000 | 12 | 14.5 | 8.5 | 4991
9100225 | 5 | 4A6H5060H1000A | 2834 | GAM5B0C60M51EA | 2189 | 56000 | 12 | 14.5 | 8.5 | 5023
10093623 | 5 | 4A6H5060H1000A | 2834 | TAM9A0C60V51DA | 2625 | 56000 | 12.5 | 15 | 9 | 5459
9100227 | 5 | 4A6H5060H1000A | 2834 | TEM4A0C60S51SB | 1622 | 55500 | 12 | 14.5 | 8.5 | 4456
10034743 | 5 | 4A6H5060H1000A | 2834 | TEM6A0C60H51SB | 2368 | 57500 | 12.5 | 15 | 9 | 5202
7561942 | 5 | 4A6H6060H1000A | 3704 | GAM5B0C60M51EA | 2189 | 56000 | 12 | 14.5 | 8.2 | 5893
10093487 | 5 | 4A6H6060H1000A | 3704 | TAM9A0C60V51DA | 2625 | 56000 | 12.5 | 15 | 9 | 6329
8858383 | 5 | 4A6H6060H1000A | 3704 | TEM6A0C60H51SB | 2368 | 57000 | 12.5 | 15 | 9 | 6072
10226480 | 5 | 4A6H7060A1000D | 4794 | TAM9A0C60V51DA | 2625 | 54500 | 12 | 16 | 9 | 7419
8875431 | 5 | 4A6H7060A1000D | 4794 | TEM6A0C60H51SB | 2368 | 56000 | 12 | 16.25 | 9 | 7162
10093468 | 5 | 4A6V8060A1000B | 5997 | TAM9A0C60V51DA | 2625 | 54000 | 12.5 | 18 | 10 | 8622
206918602 | 5 | 4A6V8060A1000B | 5997 | TEM6A0C60H51SB | 2368 | 53500 | 12.3 | 18 | 9 | 8365 | BAY24VRPAC52DC Required
10153472 | 5 | 4A6V8060A1000B | 5997 | TEM8A0C60V51DB | 2539 | 54500 | 12.5 | 18 | 9.6 | 8536
10093453 | 5 | 4A6V0060A1000B | 6986 | TAM9A0C60V51DA | 2625 | 54500 | 12.7 | 19 | 10 | 9611
206918602 | 5 | 4A6V0060A1000B | 6986 | TEM6A0C60H51SB | 2368 | 53500 | 12.3 | 18 | 9 | 9354 | BAY24VRPAC52DC Required
10153448 | 5 | 4A6V0060A1000B | 6986 | TEM8A0C60V51DB | 2539 | 54500 | 12.5 | 19 | 9.6 | 9525

## Air Handler Info
Model | Dimensions H x W x D | 1 or 2 Piece Cabinet? | Motor | AccuClean | Quick Box Filter | Replacement Filter Media | EZ Filterbase | Southwark Filterbase | Heat Strip | Accessory R410A txv | Accessory R22 txv | Supply Plenum | Return Plenum | LOUVERED PANEL | SOFFIT MOUNT CASE
GAF2A0A24S21EE | 40 x 17.5 x 21 | 1 | PSC |  |  |  | EZ-1620-FC | FCFB41620 | BAYECAA05LG1BA |  |  | EMP181635SLKD | EMP181635SLKD
GAF2A0A36M31EC | 40 x 17.5 x 21 | 1 | X13 |  |  |  | EZ-1620-FC | FCFB41620 | BAYECAA05LG1BA |  |  | EMP161635SLKD | EMP181635SLKD
GAM5A0B36M31SA | 40 x 17.5 x 21 | 2 | X13 |  |  |  | EZ-1620-FC | FCFB41620 | BAYEAAC05LG1BA |  |  | EMP191635SLKD | EMP191835SLKD
GAM5B0A18M11EA | 50 x 17.5 x 21 | 2 | X13 |  |  |  | EZ-1620-FC | FCFB41620 | BAYEAAC05LG1BA |  |  | EMP161635SLKD | EMP181635SLKD
GAM5B0A18M11SA | 50 x 17.5 x 21 | 2 | X13 |  |  |  | EZ-1620-FC | FCFB41620 | BAYEAAC05LG1BA |  |  | EMP161635SLKD | EMP181635SLKD
GAM5B0A24M21EA | 50 x 17.5 x 21 | 2 | X13 |  |  |  | EZ-1620-FC | FCFB41620 | BAYEAAC05LG1BA |  |  | EMP161635SLKD | EMP181635SLKD
GAM5B0B30M21EA | 52 x 21 x 21 | 2 | X13 | EFD215DLAH000A |  |  | EZ-2020-FC | FCFB42020 | BAYEAAC05LG1BA |  |  | EMP191635SLKD | EMP191835SLKD
GAM5B0B36M31EA | 56 x 21 x 21 | 2 | X13 | EFD215DLAH000A |  |  | EZ-2020-FC | FCFB42020 | BAYEAAC05LG1BA |  |  | EMP191635SLKD | EMP191835SLKD
GAM5B0C42M31EA | 57 x 23.5 x 21 | 2 | X13 | AFD235CLAH000F | EQBFM235A0AH11 | FLRQB5AH23M11 | EZ-2020-FCA | FCAFB42020 | BAYEAAC10LG1BA |  |  | EMP211835SLKD | EMP211835SLKD
GAM5B0C48M41EA | 62 x 23.5 x 21 | 2 | X13 | AFD235CLAH000F | EQBFM235A0AH11 | FLRQB5AH23M11 | EZ-2020-FCA | FCAFB42020 | BAYEAAC10LG1BA |  |  | EMP211835SLKD | EMP211835SLKD
GAM5B0C60M51EA | 62 x 23.5 x 21 | 2 | X13 | AFD235CLAH000F | EQBFM235A0AH11 | FLRQB5AH23M11 | EZ-2020-FCA | FCAFB42020 | BAYEAAC10LG1BA |  |  | EMP211835SLKD | EMP211835SLKD
M4AH4P25B1B00A | 46 x 20 x 21 | 1 | PSC |  |  |  | EZ-2020-FC | FCFB42020 | MAYHTR1A05BKRB | 4AYTXVH3G2436A
M4AH4P32B1B00A | 46 x 20 x 21 | 1 | PSC |  |  |  | EZ-2020-FC | FCFB42020 | MAYHTR1A05BKRB | 4AYTXVH3G2436A
M4AH4P36B1B00A | 46 x 20 x 21 | 1 | PSC |  |  |  | EZ-2020-FC | FCFB42020 | MAYHTR1A08BKRA | 4AYTXVH3G2436A
M4AH4P44B1C00A | 55 x 22 x 24 | 1 | PSC |  |  |  | EZ-2020-FCA | FCAFB42020 | MAYHTR1A10BKRA | 4AYTXVH3G4248A
M4AH4P48B1C00A | 55 x 22 x 24 | 1 | PSC |  |  |  | EZ-2020-FCA | FCAFB42020 | MAYHTR1A10BKRA | 4AYTXVH3G4248A
M4AH4P60B1C00A | 55 x 22 x 24 | 1 | PSC |  |  |  | EZ-2020-FCA | FCAFB42020 | MAYHTR1A10BKRA | 4AYTXVH3G6000A
TAM4A0A18S11ED | 50 x 17.5 x 21 | 2 | PSC |  |  |  | EZ-1620-FC | FCFB41620 | BAYEAAC05LG1BA |  |  | EMP161635SLKD | EMP181635SLKD
TAM4A0A18S11SC | 50 x 17.5 x 21 | 2 | PSC |  |  |  | EZ-1620-FC | FCFB41620 | BAYEAAC05LG1BA |  |  | EMP161635SLKD | EMP181635SLKD
TAM4A0A24S21ED | 50 x 17.5 x 21 | 2 | PSC |  |  |  | EZ-1620-FC | FCFB41620 | BAYEAAC05LG1BA |  |  | EMP161635SLKD | EMP181635SLKD
TAM4A0A30S21ED | 50 x 17.5 x 21 | 2 | PSC |  |  |  | EZ-1620-FC | FCFB41620 | BAYEAAC05LG1BA |  |  | EMP161635SLKD | EMP181635SLKD
TAM4A0A36S31ED | 50 x 17.5 x 21 | 2 | PSC |  |  |  | EZ-1620-FC | FCFB41620 | BAYEAAC05LG1BA |  |  | EMP161635SLKD | EMP181635SLKD
TAM4A0B42S31ED | 56 x 21 x 21 | 2 | PSC | EFD215DLAH000A |  |  | EZ-2020-FC | FCFB42020 | BAYEAAC10LG1BA |  |  | EMP191635SLKD | EMP191835SLKD
TAM4A0C48S41ED | 57 x 23.5 x 21 | 2 | PSC | AFD235CLAH000F | EQBFM235A0AH11 | FLRQB5AH23M11 | EZ-2020-FCA | FCAFB42020 | BAYEAAC10LG1BA |  |  | EMP211835SLKD | EMP211835SLKD
TAM4A0C60S51ED | 62 x 23.5 x 21 | 2 | PSC | AFD235CLAH000F | EQBFM235A0AH11 | FLRQB5AH23M11 | EZ-2020-FCA | FCAFB42020 | BAYEAAC10LG1BA |  |  | EMP211835SLKD | EMP211835SLKD
TAM7A0A24H21EA | 50 x 17.5 x 21 | 2 | V/S |  |  |  | EZ-1620-FC | FCFB41620 | BAYEVAC05LG1BA |  |  | EMP161635SLKD | EMP181635SLKD
TAM7A0B30H21EA | 56 x 21 x 21 | 2 | V/S | EFD215DLAH000A | EQBFM235A0AH11 | FLRQB5AH23M11 | EZ-2020-FC | FCFB42020 | BAYEVAC05LG1BA |  |  | EMP191635SLKD | EMP191835SLKD
TAM7A0C36H31EA | 57 x 23.5 x 21 | 2 | V/S | AFD235CLAH000F | EQBFM235A0AH11 | FLRQB5AH23M11 | EZ-2020-FCA | FCAFB42020 | BAYEVAC05LG1BA |  |  | EMP211835SLKD | EMP211835SLKD
TAM7A0C36H31SD | 57 x 23.5 x 21 | 2 | V/S | AFD235CLAH000F | EQBFM235A0AH11 | FLRQB5AH23M11 | EZ-2020-FCA | FCAFB42020 | BAYEVAC05LG1BA |  |  | EMP211835SLKD | EMP211835SLKD
TAM7A0C42H31EA | 57 x 23.5 x 21 | 2 | V/S | AFD235CLAH000F | EQBFM235A0AH11 | FLRQB5AH23M11 | EZ-2020-FCA | FCAFB42020 | BAYEVAC10LG1BA |  |  | EMP211835SLKD | EMP211835SLKD
TAM7A0C48H41EA | 62 x 23.5 x 21 | 2 | V/S | AFD235CLAH000F | EQBFM235A0AH11 | FLRQB5AH23M11 | EZ-2020-FCA | FCAFB42020 | BAYEVAC10LG1BA |  |  | EMP211835SLKD | EMP211835SLKD
TAM7A0C48H41SD | 62 x 23.5 x 21 | 2 | V/S | AFD235CLAH000F | EQBFM235A0AH11 | FLRQB5AH23M11 | EZ-2020-FCA | FCAFB42020 | BAYEVAC10LG1BA |  |  | EMP211835SLKD | EMP211835SLKD
TAM7B0C60H51EA | 62 x 23.5 x 21 | 2 | V/S | AFD235CLAH000F | EQBFM235A0AH11 | FLRQB5AH23M11 | EZ-2020-FCA | FCAFB42020 | BAYEVAC10LG1BA |  |  | EMP211835SLKD | EMP211835SLKD
TAM7B0C60H51SC | 62 x 23.5 x 21 | 2 | V/S | AFD235CLAH000F | EQBFM235A0AH11 | FLRQB5AH23M11 | EZ-2020-FCA | FCAFB42020 | BAYEVAC10LG1BA |  |  | EMP211835SLKD | EMP211835SLKD
TAM8C0C36V31EA | 57 x 23.5 x 21 | 2 | V/S | AFD235CLAH000F | EQBFM235A0AH11 | FLRQB5AH23M11 | EZ-2020-FCA | FCAFB42020 | BAYEVAC05LG1BA |  |  | EMP211835SLKD | EMP211835SLKD
TAM8C0C48V41EA | 62 x 23.5 x 21 | 2 | V/S | AFD235CLAH000F | EQBFM235A0AH11 | FLRQB5AH23M11 | EZ-2020-FCA | FCAFB42020 | BAYEVAC10LG1BA |  |  | EMP211835SLKD | EMP211835SLKD
TAM9A0A24V21DA | 50 x 17.5 x 21 | 2 | V/S |  |  |  | EZ-1620-FC | FCFB41620 | BAYEAAC05LG1BA |  |  | EMP161635SLKD | EMP181635SLKD
TAM9A0B30V31DA | 56 x 21 x 21 | 2 | V/S | EFD215DLAH000A |  |  | EZ-2020-FC | FCFB42020 | BAYEAAC05LG1BA |  |  | EMP191635SLKD | EMP191835SLKD
TAM9A0C36V31DA | 57 x 23.5 x 21 | 2 | V/S | AFD235CLAH000F | EQBFM235A0AH11 | FLRQB5AH23M11 | EZ-2020-FCA | FCAFB42020 | BAYEAAC05LG1BA |  |  | EMP211835SLKD | EMP211835SLKD
TAM9A0C42V41DA | 57 x 23.5 x 21 | 2 | V/S | AFD235CLAH000F | EQBFM235A0AH11 | FLRQB5AH23M11 | EZ-2020-FCA | FCAFB42020 | BAYEAAC10LG1BA |  |  | EMP211835SLKD | EMP211835SLKD
TAM9A0C48V41DA | 62 x 23.5 x 21 | 2 | V/S | AFD235CLAH000F | EQBFM235A0AH11 | FLRQB5AH23M11 | EZ-2020-FCA | FCAFB42020 | BAYEAAC10LG1BA |  |  | EMP211835SLKD | EMP211835SLKD
TAM9A0C60V51DA | 62 x 23.5 x 21 | 2 | V/S | AFD235CLAH000F | EQBFM235A0AH11 | FLRQB5AH23M11 | EZ-2020-FCA | FCAFB42020 | BAYEAAC10LG1BA |  |  | EMP211835SLKD | EMP211835SLKD
TEM4A0B18S21SA | 45 x 18.5 x 21 | 1 | PSC |  |  |  | EZ-1620-FC | FCFB41620 | BAYHTR1505BRKC |  | BAYATXV1836B | EMP171635SLKD | EMP191735SLKD
TEM4A0B24S21SA | 45 x 18.5 x 21 | 1 | PSC |  |  |  | EZ-1620-FC | FCFB41620 | BAYHTR1505BRKC |  | BAYATXV1836B | EMP171635SLKD | EMP191735SLKD
TEM4A0B24S21SB | 45 x 18.5 x 21 | 1 | PSC |  |  |  | EZ-1620-FC | FCFB41620 | BAYHTR1505BRKC |  | BAYATXV1836B | EMP171635SLKD | EMP191735SLKD
TEM4A0B30S31SA | 45 x 18.5 x 21 | 1 | PSC |  |  |  | EZ-1620-FC | FCFB41620 | BAYHTR1505BRKC |  | BAYATXV1836B | EMP171635SLKD | EMP191735SLKD
TEM4A0B30S31SB | 45 x 18.5 x 21 | 1 | PSC |  |  |  | EZ-1620-FC | FCFB41620 | BAYHTR1505BRKC |  | BAYATXV1836B | EMP171635SLKD | EMP191735SLKD
TEM4A0B36S31SB
TEM4A0C36S41SA | 52 x 23.5 x 21 | 1 | PSC | AFD235CLAH000F | EQBFM235A0AH11 | FLRQB5AH23M11 | EZ-2020-FCA | FCAFB42020 | BAYHTR1505BRKC |  | BAYATXV4248B | EMP221935SLKD | EMP221935SLKD
TEM4A0C37S31SB | 52 x 23.5 x 21 | 1 | PSC | AFD235CLAH000F | EQBFM235A0AH11 | FLRQB5AH23M11 | EZ-2020-FCA | FCAFB42020 | BAYHTR1510BRKC |  | BAYATXV4248B | EMP221935SLKD | EMP221935SLKD
TEM4A0C42S41SA | 52 x 23.5 x 21 | 1 | PSC | AFD235CLAH000F | EQBFM235A0AH11 | FLRQB5AH23M11 | EZ-2020-FCA | FCAFB42020 | BAYHTR1510BRKC |  | BAYATXV4248B | EMP221935SLKD | EMP221935SLKD
TEM4A0C42S41SB | 52 x 23.5 x 21 | 1 | PSC | AFD235CLAH000F | EQBFM235A0AH11 | FLRQB5AH23M11 | EZ-2020-FCA | FCAFB42020 | BAYHTR1510BRKC |  | BAYATXV4248B | EMP221935SLKD | EMP221935SLKD
TEM4A0C48S41SA | 52 x 23.5 x 21 | 1 | PSC | AFD235CLAH000F | EQBFM235A0AH11 | FLRQB5AH23M11 | EZ-2020-FCA | FCAFB42020 | BAYHTR1510BRKC |  | BAYATXV4248B | EMP221935SLKD | EMP221935SLKD
TEM4A0C48S41SB | 52 x 23.5 x 21 | 1 | PSC | AFD235CLAH000F | EQBFM235A0AH11 | FLRQB5AH23M11 | EZ-2020-FCA | FCAFB42020 | BAYHTR1510BRKC |  | BAYATXV4248B | EMP221935SLKD | EMP221935SLKD
TEM4A0C60S51SA | 52 x 23.5 x 21 | 1 | PSC | AFD235CLAH000F | EQBFM235A0AH11 | FLRQB5AH23M11 | EZ-2020-FCA | FCAFB42020 | BAYHTR1510BRKC |  | BAYATXV6161B | EMP221935SLKD | EMP221935SLKD
TEM4A0C60S51SB | 52 x 23.5 x 21 | 1 | PSC | AFD235CLAH000F | EQBFM235A0AH11 | FLRQB5AH23M11 | EZ-2020-FCA | FCAFB42020 | BAYHTR1510BRKC |  | BAYATXV6161B | EMP221935SLKD | EMP221935SLKD
TEM6A0B24H21SB | 47 x 18.5 x 21 | 1 | V/S |  |  |  | EZ-1620-FC | FCFB41620 | BAYHTR1505BRKC |  | BAY6TXV2442A | EMP171635SLKD | EMP191735SLKD
TEM6A0B30H21SA | 47 x 18.5 x 21 | 1 | V/S |  |  |  | EZ-1620-FC | FCFB41620 | BAYHTR1505BRKC |  | BAY6TXV2442A | EMP171635SLKD | EMP191735SLKD
TEM6A0B30H21SB | 47 x 18.5 x 21 | 1 | V/S |  |  |  | EZ-1620-FC | FCFB41620 | BAYHTR1505BRKC |  | BAY6TXV2442A | EMP171635SLKD | EMP191735SLKD
TEM6A0C36H31SA | 52 x 23.5 x 21 | 1 | V/S | AFD235CLAH000F | EQBFM235A0AH11 | FLRQB5AH23M11 | EZ-2020-FCA | FCAFB42020 | BAYHTR1505BRKC |  | BAY6TXV2442A | EMP221935SLKD | EMP221935SLKD
TEM6A0C36H31SB | 52 x 23.5 x 21 | 1 | V/S | AFD235CLAH000F | EQBFM235A0AH11 | FLRQB5AH23M11 | EZ-2020-FCA | FCAFB42020 | BAYHTR1505BRKC |  | BAY6TXV2442A | EMP221935SLKD | EMP221935SLKD
TEM6A0C42H41SA | 52 x 23.5 x 21 | 1 | V/S | AFD235CLAH000F | EQBFM235A0AH11 | FLRQB5AH23M11 | EZ-2020-FCA | FCAFB42020 | BAYHTR1510BRKC |  | BAY6TXV2442A | EMP221935SLKD | EMP221935SLKD
TEM6A0C42H41SB | 52 x 23.5 x 21 | 1 | V/S | AFD235CLAH000F | EQBFM235A0AH11 | FLRQB5AH23M11 | EZ-2020-FCA | FCAFB42020 | BAYHTR1510BRKC |  | BAY6TXV2442A | EMP221935SLKD | EMP221935SLKD
TEM6A0C48H41SA | 56 x 23.5 x 21 | 1 | V/S | AFD235CLAH000F | EQBFM235A0AH11 | FLRQB5AH23M11 | EZ-2020-FCA | FCAFB42020 | BAYHTR1510BRKC |  | BAY6TXV4860A | EMP221935SLKD | EMP221935SLKD
TEM6A0C48H41SB | 56 x 23.5 x 21 | 1 | V/S | AFD235CLAH000F | EQBFM235A0AH11 | FLRQB5AH23M11 | EZ-2020-FCA | FCAFB42020 | BAYHTR1510BRKC |  | BAY6TXV4860A | EMP221935SLKD | EMP221935SLKD
TEM6A0C60H51SA | 56 x 23.5 x 21 | 1 | V/S | AFD235CLAH000F | EQBFM235A0AH11 | FLRQB5AH23M11 | EZ-2020-FCA | FCAFB42020 | BAYHTR1510BRKC |  | BAY6TXV4860A | EMP221935SLKD | EMP221935SLKD
TEM6A0C60H51SB | 56 x 23.5 x 21 | 1 | V/S | AFD235CLAH000F | EQBFM235A0AH11 | FLRQB5AH23M11 | EZ-2020-FCA | FCAFB42020 | BAYHTR1510BRKC |  | BAY6TXV4860A | EMP221935SLKD | EMP221935SLKD
TEM8A0B30V31DA | 47 x 18.5 x 21 | 1 | V/S |  |  |  | EZ-1620-FC | FCFB41620 | BAYHTR1505BRKC |  | BAY6TXV2442A | EMP171635SLKD | EMP191735SLKD
TEM8A0B30V31DB | 47 x 18.5 x 21 | 1 | V/S |  |  |  | EZ-1620-FC | FCFB41620 | BAYHTR1505BRKC |  | BAY6TXV2442A | EMP171635SLKD | EMP191735SLKD
TEM8A0C36V31DA | 52 x 23.5 x 21 | 1 | V/S | AFD235CLAH000F | EQBFM235A0AH11 | FLRQB5AH23M11 | EZ-2020-FCA | FCAFB42020 | BAYHTR1505BRKC |  | BAY6TXV2442A | EMP221935SLKD | EMP221935SLKD
TEM8A0C48V41DA | 56 x 23.5 x 21 | 1 | V/S | AFD235CLAH000F | EQBFM235A0AH11 | FLRQB5AH23M11 | EZ-2020-FCA | FCAFB42020 | BAYHTR1510BRKC |  | BAY6TXV4860A | EMP221935SLKD | EMP221935SLKD
TEM8A0C48V41DB | 56 x 23.5 x 21 | 1 | V/S | AFD235CLAH000F | EQBFM235A0AH11 | FLRQB5AH23M11 | EZ-2020-FCA | FCAFB42020 | BAYHTR1510BRKC |  | BAY6TXV4860A | EMP221935SLKD | EMP221935SLKD
TEM8A0C60V51DA | 56 x 23.5 x 21 | 1 | V/S | AFD235CLAH000F | EQBFM235A0AH11 | FLRQB5AH23M11 | EZ-2020-FCA | FCAFB42020 | BAYHTR1510BRKC |  | BAY6TXV4860A | EMP221935SLKD | EMP221935SLKD
A4AH4E42A1C30B | 52 x 23.5 x 21 | 1 | X13 | AFD235CLAH000F | EQBFM235A0AH11 | FLRQB5AH23M11 | EZ-2020-FCA | FCAFB42020 | BAYHTR1505BRKC
A4AH4E48A1C30B | 52 x 23.5 x 21 | 1 | X13 | AFD235CLAH000F | EQBFM235A0AH11 | FLRQB5AH23M11 | EZ-2020-FCA | FCAFB42020 | BAYHTR1510BRKC
A4AH4E60A1C30B | 52 x 23.5 x 21 | 1 | X13 | AFD235CLAH000F | EQBFM235A0AH11 | FLRQB5AH23M11 | EZ-2020-FCA | FCAFB42020 | BAYHTR1510BRKC
A4AH4P24A1B60B | 45 x 18.5 x 21 | 1 | PSC | [5 empty] | BAYHTR1505BRKC
A4AH4P30A1B60B | 45 x 18.5 x 21 | 1 | PSC | [5 empty] | BAYHTR1505BRKC
A4AH4P36A1B30B | 45 x 18.5 x 21 | 1 | PSC | [5 empty] | BAYHTR1505BRKC
A4AH4P37A1C30B | 52 x 23.5 x 21 | 1 | PSC | AFD235CLAH000F | EQBFM235A0AH11 | FLRQB5AH23M11 | EZ-2020-FCA | FCAFB42020 | BAYHTR1505BRKC
CE2301CHHP051 | [13 empty] | 67408600 | 67411100
CE2903CHHP051 | [13 empty] | 67409000 | 67411200

## Furnace Info
Model | Dimensions H x W x D | Direction (Up, Down, Left, Right) | AFUE | Stages of Heat | Motor | EAC | Quick Box Filter | Replacement Filter Media | EZ Filter Base | Southwark Filter Base | Return Plenum
AUD1A040A9241A | 40 x 14.5 x 28 | Up, Left, Right | 80 | 1 | PSC |  |  |  | EZ-1425 | GFFB41425 | EMP2413535SLKD
AUD1A040A9241B | 40 x 14.5 x 28 | Up, Left, Right | 80 | 1 | PSC |  |  |  | EZ-1425 | GFFB41425 | EMP2413535SLKD
AUD1A060A9241B | 40 x 14.5 x 28 | Up, Left, Right | 80 | 1 | PSC |  |  |  | EZ-1425 | GFFB41425 | EMP2413535SLKD
AUD1A060A9361B | 40 x 14.5 x 28 | Up, Left, Right | 80 | 1 | PSC |  |  |  | EZ-1425 | GFFB41425 | EMP2413535SLKD
AUD1B060A9361A | 40 x 17.5 x 28 | Up, Left, Right | 80 | 1 | PSC | EFD175DLFR000A | EQBFM175A0FR11 | FLRQB5FR17M11 | EZ-1625 | GFFB41625 | EMP2416535SLKD
AUD1B060A9361B | 40 x 17.5 x 28 | Up, Left, Right | 80 | 1 | PSC | EFD175DLFR000A | EQBFM175A0FR11 | FLRQB5FR17M11 | EZ-1625 | GFFB41625 | EMP2416535SLKD
AUD1B060A9H31B | 40 x 17.5 x 28 | Up, Left, Right | 80 | 1 | Constant Torque | EFD175DLFR000A | EQBFM175A0FR11 | FLRQB5FR17M11 | EZ-1625 | GFFB41625 | EMP2416535SLKD
AUD1B080A9361A | 40 x 17.5 x 28 | Up, Left, Right | 80 | 1 | PSC | EFD175DLFR000A | EQBFM175A0FR11 | FLRQB5FR17M11 | EZ-1625 | GFFB41625 | EMP2416535SLKD
AUD1B080A9361B | 40 x 17.5 x 28 | Up, Left, Right | 80 | 1 | PSC | EFD175DLFR000A | EQBFM175A0FR11 | FLRQB5FR17M11 | EZ-1625 | GFFB41625 | EMP2416535SLKD
AUD1B080A9481A | 40 x 17.5 x 28 | Up, Left, Right | 80 | 1 | PSC | EFD175DLFR000A | EQBFM175A0FR11 | FLRQB5FR17M11 | EZ-1625 | GFFB41625 | EMP2416535SLKD
AUD1B080A9481B | 40 x 17.5 x 28 | Up, Left, Right | 80 | 1 | PSC | EFD175DLFR000A | EQBFM175A0FR11 | FLRQB5FR17M11 | EZ-1625 | GFFB41625 | EMP2416535SLKD
AUD1B080A9H31B | 40 x 17.5 x 28 | Up, Left, Right | 80 | 1 | Constant Torque | EFD175DLFR000A | EQBFM175A0FR11 | FLRQB5FR17M11 | EZ-1625 | GFFB41625 | EMP2416535SLKD
AUD1B100A9451B | 40 x 17.5 x 28 | Up, Left, Right | 80 | 1 | PSC | EFD175DLFR000A | EQBFM175A0FR11 | FLRQB5FR17M11 | EZ-1625 | GFFB41625 | EMP2416535SLKD
AUD1C080A9601B | 40 x 21 x 28 | Up, Left, Right | 80 | 1 | PSC | EFD210DLFR000A | EQBFM210A0FR11 | FLRQB5FR21M11 | EZ-2025 | GFFB42025 | EMP242035SLKD
AUD1C080A9H41B | 40 x 21 x 28 | Up, Left, Right | 80 | 1 | Constant Torque | EFD210DLFR000A | EQBFM210A0FR11 | FLRQB5FR21M11 | EZ-2025 | GFFB42025 | EMP242035SLKD
AUD1C100A9481A | 40 x 21 x 28 | Up, Left, Right | 80 | 1 | PSC | EFD210DLFR000A | EQBFM210A0FR11 | FLRQB5FR21M11 | EZ-2025 | GFFB42025 | EMP242035SLKD
AUD1C100A9481B | 40 x 21 x 28 | Up, Left, Right | 80 | 1 | PSC | EFD210DLFR000A | EQBFM210A0FR11 | FLRQB5FR21M11 | EZ-2025 | GFFB42025 | EMP242035SLKD
AUD1C100A9601B | 40 x 21 x 28 | Up, Left, Right | 80 | 1 | PSC | EFD210DLFR000A | EQBFM210A0FR11 | FLRQB5FR21M11 | EZ-2025 | GFFB42025 | EMP242035SLKD
AUD1C100A9H51B | 40 x 21 x 28 | Up, Left, Right | 80 | 1 | Constant Torque | EFD210DLFR000A | EQBFM210A0FR11 | FLRQB5FR21M11 | EZ-2025 | GFFB42025 | EMP242035SLKD
AUD1C120A9541A | 40 x 21 x 28 | Up, Left, Right | 80 | 1 | PSC | EFD210DLFR000A | EQBFM210A0FR11 | FLRQB5FR21M11 | EZ-2025 | GFFB42025 | EMP242035SLKD
AUD1D100A9721A | 40 x 24.5 x 28 | Up, Left, Right | 80 | 1 | PSC | AFD245CLFR000F | EQBFM245A0FR11 | FLRQB5FR24M11 | EZ-2424 | GFFB42424 | EMP242335SLKD
AUD1D120A9601A | 40 x 24.5 x 28 | Up, Left, Right | 80 | 1 | PSC | AFD245CLFR000F | EQBFM245A0FR11 | FLRQB5FR24M11 | EZ-2424 | GFFB42424 | EMP242335SLKD
AUD1D120A9601B | 40 x 24.5 x 28 | Up, Left, Right | 80 | 1 | PSC | AFD245CLFR000F | EQBFM245A0FR11 | FLRQB5FR24M11 | EZ-2424 | GFFB42424 | EMP242335SLKD
AUD1D120A9H51B | 40 x 24.5 x 28 | Up, Left, Right | 80 | 1 | Constant Torque | AFD245CLFR000F | EQBFM245A0FR11 | FLRQB5FR24M11 | EZ-2424 | GFFB42424 | EMP242335SLKD
AUD1D140A9601B | 40 x 24.5 x 28 | Up, Left, Right | 80 | 1 | PSC | AFD245CLFR000F | EQBFM245A0FR11 | FLRQB5FR24M11 | EZ-2424 | GFFB42424 | EMP242335SLKD
AUD2A040A9242A | 40 x 14.5 x 28 | Up, Left, Right | 80 | 2 | PSC |  |  |  | EZ-1425 | GFFB41425 | EMP2413535SLKD
AUD2B060A9V3VB | 40 x 17.5 x 28 | Up, Left, Right | 80 | 2 | Variable Speed | EFD175DLFR000A | EQBFM175A0FR11 | FLRQB5FR17M11 | EZ-1625 | GFFB41625 | EMP2416535SLKD
AUD2B060ACV32A | 40 x 17.5 x 28 | Up, Left, Right | 80 | 2 | Variable Speed | EFD175DLFR000A | EQBFM175A0FR11 | FLRQB5FR17M11 | EZ-1625 | GFFB41625 | EMP2416535SLKD
AUD2B060ACV32B | 40 x 17.5 x 28 | Up, Left, Right | 80 | 2 | Variable Speed | EFD175DLFR000A | EQBFM175A0FR11 | FLRQB5FR17M11 | EZ-1625 | GFFB41625 | EMP2416535SLKD
AUD2B080A9362A | 40 x 17.5 x 28 | Up, Left, Right | 80 | 2 | PSC | EFD175DLFR000A | EQBFM175A0FR11 | FLRQB5FR17M11 | EZ-1625 | GFFB41625 | EMP2416535SLKD
AUD2B080A9482A | 40 x 17.5 x 28 | Up, Left, Right | 80 | 2 | PSC | EFD175DLFR000A | EQBFM175A0FR11 | FLRQB5FR17M11 | EZ-1625 | GFFB41625 | EMP2416535SLKD
AUD2B080A9V3VB | 40 x 17.5 x 28 | Up, Left, Right | 80 | 2 | Variable Speed | EFD175DLFR000A | EQBFM175A0FR11 | FLRQB5FR17M11 | EZ-1625 | GFFB41625 | EMP2416535SLKD
AUD2B080ACV32B | 40 x 17.5 x 28 | Up, Left, Right | 80 | 2 | Variable Speed | EFD175DLFR000A | EQBFM175A0FR11 | FLRQB5FR17M11 | EZ-1625 | GFFB41625 | EMP2416535SLKD
AUD2C080ACV42B | 40 x 21 x 28 | Up, Left, Right | 80 | 2 | Variable Speed | EFD210DLFR000A | EQBFM210A0FR11 | FLRQB5FR21M11 | EZ-2025 | GFFB42025 | EMP242035SLKD
AUD2C080AFV42A | 40 x 21 x 28 | Up, Left, Right | 80 | 2 | Variable Speed | EFD210DLFR000A | EQBFM210A0FR11 | FLRQB5FR21M11 | EZ-2025 | GFFB42025 | EMP242035SLKD
AUD2C080B9V4VB | 40 x 21 x 28 | Up, Left, Right | 80 | 2 | Variable Speed | EFD210DLFR000A | EQBFM210A0FR11 | FLRQB5FR21M11 | EZ-2025 | GFFB42025 | EMP242035SLKD
AUD2C100A9482A | 40 x 21 x 28 | Up, Left, Right | 80 | 2 | PSC | EFD210DLFR000A | EQBFM210A0FR11 | FLRQB5FR21M11 | EZ-2025 | GFFB42025 | EMP242035SLKD
AUD2C100A9V5VB | 40 x 21 x 28 | Up, Left, Right | 80 | 2 | Variable Speed | EFD210DLFR000A | EQBFM210A0FR11 | FLRQB5FR21M11 | EZ-2025 | GFFB42025 | EMP242035SLKD
AUD2C100ACV52A | 40 x 21 x 28 | Up, Left, Right | 80 | 2 | Variable Speed | EFD210DLFR000A | EQBFM210A0FR11 | FLRQB5FR21M11 | EZ-2025 | GFFB42025 | EMP242035SLKD
AUD2C100ACV52B | 40 x 21 x 28 | Up, Left, Right | 80 | 2 | Variable Speed | EFD210DLFR000A | EQBFM210A0FR11 | FLRQB5FR21M11 | EZ-2025 | GFFB42025 | EMP242035SLKD
AUD2C100B9V5VB | 40 x 21 x 28 | Up, Left, Right | 80 | 2 | Variable Speed | EFD210DLFR000A | EQBFM210A0FR11 | FLRQB5FR21M11 | EZ-2025 | GFFB42025 | EMP242035SLKD
AUD2D120A9602A | 40 x 24.5 x 28 | Up, Left, Right | 80 | 2 | PSC | AFD245CLFR000F | EQBFM245A0FR11 | FLRQB5FR24M11 | EZ-2424 | GFFB42424 | EMP242335SLKD
AUD2D120ACV52B | 40 x 24.5 x 28 | Up, Left, Right | 80 | 2 | Variable Speed | AFD245CLFR000F | EQBFM245A0FR11 | FLRQB5FR24M11 | EZ-2424 | GFFB42424 | EMP242335SLKD
AUD2D120B9V5VB | 40 x 24.5 x 28 | Up, Left, Right | 80 | 2 | Variable Speed | AFD245CLFR000F | EQBFM245A0FR11 | FLRQB5FR24M11 | EZ-2424 | GFFB42424 | EMP242335SLKD
AUE1A040A9241A | 40 x 14.5 x 28 | Up, Left, Right | 80 | 1 | PSC |  |  |  | EZ-1425 | GFFB41425 | EMP2413535SLKD
AUE1B060A9361A | 40 x 17.5 x 28 | Up, Left, Right | 80 | 1 | PSC | EFD175DLFR000A | EQBFM175A0FR11 | FLRQB5FR17M11 | EZ-1625 | GFFB41625 | EMP2416535SLKD
AUE1B080A9361A | 40 x 17.5 x 28 | Up, Left, Right | 80 | 1 | PSC | EFD175DLFR000A | EQBFM175A0FR11 | FLRQB5FR17M11 | EZ-1625 | GFFB41625 | EMP2416535SLKD
AUE1B080A9481A | 40 x 17.5 x 28 | Up, Left, Right | 80 | 1 | PSC | EFD175DLFR000A | EQBFM175A0FR11 | FLRQB5FR17M11 | EZ-1625 | GFFB41625 | EMP2416535SLKD
AUE1C100A9481A | 40 x 21 x 28 | Up, Left, Right | 80 | 1 | PSC | EFD210DLFR000A | EQBFM210A0FR11 | FLRQB5FR21M11 | EZ-2025 | GFFB42025 | EMP242035SLKD
AUE1C100A9601A | 40 x 21 x 28 | Up, Left, Right | 80 | 1 | PSC | EFD210DLFR000A | EQBFM210A0FR11 | FLRQB5FR21M11 | EZ-2025 | GFFB42025 | EMP242035SLKD
AUH1B040A9H21A | 40 x 17.5 x 28 | Up, Left | 95 | 1 | Constant Torque | EFD175DLFR000A | EQBFM175A0FR11 | FLRQB5FR17M11 | EZ-1625 | GFFB41625 | EMP2416535SLKD
AUH1B060A9361A | 40 x 17.5 x 28 | Up, Left | 95 | 1 | PSC | EFD175DLFR000A | EQBFM175A0FR11 | FLRQB5FR17M11 | EZ-1625 | GFFB41625 | EMP2416535SLKD
AUH1B080A9421A | 40 x 17.5 x 28 | Up, Left | 95 | 1 | PSC | EFD175DLFR000A | EQBFM175A0FR11 | FLRQB5FR17M11 | EZ-1625 | GFFB41625 | EMP2416535SLKD
AUH1B080A9H31C | 40 x 17.5 x 28 | Up, Left | 95 | 1 | Constant Torque | EFD175DLFR000A | EQBFM175A0FR11 | FLRQB5FR17M11 | EZ-1625 | GFFB41625 | EMP2416535SLKD
AUH1C100A9481A | 40 x 21 x 28 | Up, Left | 95 | 1 | PSC | EFD210DLFR000A | EQBFM210A0FR11 | FLRQB5FR21M11 | EZ-2025 | GFFB42025 | EMP242035SLKD
AUH1C100A9H41B | 40 x 21 x 28 | Up, Left | 95 | 1 | Constant Torque | EFD210DLFR000A | EQBFM210A0FR11 | FLRQB5FR21M11 | EZ-2025 | GFFB42025 | EMP242035SLKD
AUH1D120A9H51B | 40 x 24.5 x 28 | Up, Left | 95 | 1 | Constant Torque | AFD245CLFR000F | EQBFM245A0FR11 | FLRQB5FR24M11 | EZ-2424 | GFFB42424 | EMP242335SLKD
AUH3B060ACV3VA | 40 x 17.5 x 28 | Up, Left | 95 | 3 | Variable Speed | EFD175DLFR000A | EQBFM175A0FR11 | FLRQB5FR17M11 | EZ-1625 | GFFB41625 | EMP2416535SLKD
AUHMB080ACV3VB | 40 x 17.5 x 28 | Up, Left | 97 | Modulating | Variable Speed | EFD175DLFR000A | EQBFM175A0FR11 | FLRQB5FR17M11 | EZ-1625 | GFFB41625 | EMP2416535SLKD
AUHMC100ACV4VB | 40 x 21 x 28 | Up, Left | 96 | Modulating | Variable Speed | EFD210DLFR000A | EQBFM210A0FR11 | FLRQB5FR21M11 | EZ-2025 | GFFB42025 | EMP242035SLKD
AUHMD120ACV5VB | 40 x 24.5 x 28 | Up, Left | 97 | Modulating | Variable Speed | AFD245CLFR000F | EQBFM245A0FR11 | FLRQB5FR24M11 | EZ-2424 | GFFB42424 | EMP242335SLKD
S8B1B040M2PSAB | 34 x 14.5 x 28 | Up, Down, Left, Right | 80 | 1 | Constant Torque
S8B1B040M2PSCA | 34 x 14.5 x 28 | Up, Down, Left, Right | 80 | 1 | Constant Torque
S8B1B060M3PSAB | 34 x 17.5 x 28 | Up, Down, Left, Right | 80 | 1 | Constant Torque | EFD175DLFR000A | EQBFM175A0FR11 | FLRQB5FR17M11 | EZ-1625 | GFFB41625 | EMP2416535SLKD
S8B1B060M4PSCA | 34 x 17.5 x 28 | Up, Down, Left, Right | 80 | 1 | Constant Torque | EFD175DLFR000A | EQBFM175A0FR11 | FLRQB5FR17M11 | EZ-1625 | GFFB41625 | EMP2416535SLKD
S8B1B080M4PSAB | 34 x 17.5 x 28 | Up, Down, Left, Right | 80 | 1 | Constant Torque | EFD175DLFR000A | EQBFM175A0FR11 | FLRQB5FR17M11 | EZ-1625 | GFFB41625 | EMP2416535SLKD
S8B1B080M4PSCA | 34 x 17.5 x 28 | Up, Down, Left, Right | 80 | 1 | Constant Torque | EFD175DLFR000A | EQBFM175A0FR11 | FLRQB5FR17M11 | EZ-1625 | GFFB41625 | EMP2416535SLKD
S8B1C080M5PSAB | 34 x 21 x 28 | Up, Down, Left, Right | 80 | 1 | Constant Torque | EFD210DLFR000A | EQBFM210A0FR11 | FLRQB5FR21M11 | EZ-2025 | GFFB42025 | EMP242035SLKD
S8B1C080M5PSCA | 34 x 21 x 28 | Up, Down, Left, Right | 80 | 1 | Constant Torque | EFD210DLFR000A | EQBFM210A0FR11 | FLRQB5FR21M11 | EZ-2025 | GFFB42025 | EMP242035SLKD
S8B1C100M5PSAB | 34 x 21 x 28 | Up, Down, Left, Right | 80 | 1 | Constant Torque | EFD210DLFR000A | EQBFM210A0FR11 | FLRQB5FR21M11 | EZ-2025 | GFFB42025 | EMP242035SLKD
S8B1C100M5PSCA | 34 x 21 x 28 | Up, Down, Left, Right | 80 | 1 | Constant Torque | EFD210DLFR000A | EQBFM210A0FR11 | FLRQB5FR21M11 | EZ-2025 | GFFB42025 | EMP242035SLKD
S8X1A040M3PSAB | 34 x 14.5 x 28 | Up, Down, Left, Right | 80 | 1 | Constant Torque |  |  |  | EZ-1425 | GFFB41425 | EMP2413535SLKD
S8X1A040M3PSCA | 34 x 14.5 x 28 | Up, Down, Left, Right | 80 | 1 | Constant Torque |  |  |  | EZ-1425 | GFFB41425 | EMP2413535SLKD
S8X1B060M3PSAB | 34 x 17.5 x 28 | Up, Down, Left, Right | 80 | 1 | Constant Torque | EFD175DLFR000A | EQBFM175A0FR11 | FLRQB5FR17M11 | EZ-1625 | GFFB41625 | EMP2416535SLKD
S8X1B060M4PSAB | 34 x 17.5 x 28 | Up, Down, Left, Right | 80 | 1 | Constant Torque | EFD175DLFR000A | EQBFM175A0FR11 | FLRQB5FR17M11 | EZ-1625 | GFFB41625 | EMP2416535SLKD
S8X1B060M4PSCA | 34 x 17.5 x 28 | Up, Down, Left, Right | 80 | 1 | Constant Torque | EFD175DLFR000A | EQBFM175A0FR11 | FLRQB5FR17M11 | EZ-1625 | GFFB41625 | EMP2416535SLKD
S8X1B080M4PSAB | 34 x 17.5 x 28 | Up, Down, Left, Right | 80 | 1 | Constant Torque | EFD175DLFR000A | EQBFM175A0FR11 | FLRQB5FR17M11 | EZ-1625 | GFFB41625 | EMP2416535SLKD
S8X1B080M4PSCA | 34 x 17.5 x 28 | Up, Down, Left, Right | 80 | 1 | Constant Torque | EFD175DLFR000A | EQBFM175A0FR11 | FLRQB5FR17M11 | EZ-1625 | GFFB41625 | EMP2416535SLKD
S8X1C080M5PSAB | 34 x 21 x 28 | Up, Down, Left, Right | 80 | 1 | Constant Torque | EFD210DLFR000A | EQBFM210A0FR11 | FLRQB5FR21M11 | EZ-2025 | GFFB42025 | EMP242035SLKD
S8X1C080M5PSCA | 34 x 21 x 28 | Up, Down, Left, Right | 80 | 1 | Constant Torque | EFD210DLFR000A | EQBFM210A0FR11 | FLRQB5FR21M11 | EZ-2025 | GFFB42025 | EMP242035SLKD
S8X1C100M5PSAB | 34 x 21 x 28 | Up, Down, Left, Right | 80 | 1 | Constant Torque | EFD210DLFR000A | EQBFM210A0FR11 | FLRQB5FR21M11 | EZ-2025 | GFFB42025 | EMP242035SLKD
S8X1C100M5PSCA | 34 x 21 x 28 | Up, Down, Left, Right | 80 | 1 | Constant Torque | EFD210DLFR000A | EQBFM210A0FR11 | FLRQB5FR21M11 | EZ-2025 | GFFB42025 | EMP242035SLKD
S8X1D120M5PSAB | 34 x 24.5 x 28 | Up, Down, Left, Right | 80 | 1 | Constant Torque | AFD245CLFR000F | EQBFM245A0FR11 | FLRQB5FR24M11 | EZ-2424 | GFFB42424 | EMP242335SLKD
S8X1D120M5PSCA | 34 x 24.5 x 28 | Up, Down, Left, Right | 80 | 1 | Constant Torque | AFD245CLFR000F | EQBFM245A0FR11 | FLRQB5FR24M11 | EZ-2424 | GFFB42424 | EMP242335SLKD
S9X1B040U3PSBA | 34 x 17.5 x 28 | Up, Left, Right | 96 | 1 | Constant Torque | EFD175DLFR000A | EQBFM175A0FR11 | FLRQB5FR17M11 | EZ-1625 | GFFB41625 | EMP2416535SLKD
S9X1B060U4PSBA | 34 x 17.5 x 28 | Up, Left, Right | 96 | 1 | Constant Torque | EFD175DLFR000A | EQBFM175A0FR11 | FLRQB5FR17M11 | EZ-1625 | GFFB41625 | EMP2416535SLKD
S9X1B080U4PSBA | 34 x 17.5 x 28 | Up, Left, Right | 96 | 1 | Constant Torque | EFD175DLFR000A | EQBFM175A0FR11 | FLRQB5FR17M11 | EZ-1625 | GFFB41625 | EMP2416535SLKD
S9X1C080U5PSBA | 34 x 21 x 28 | Up, Left, Right | 96 | 1 | Constant Torque | EFD210DLFR000A | EQBFM210A0FR11 | FLRQB5FR21M11 | EZ-2025 | GFFB42025 | EMP242035SLKD
S9X1C100U5PSBA | 34 x 21 x 28 | Up, Left, Right | 96 | 1 | Constant Torque | EFD210DLFR000A | EQBFM210A0FR11 | FLRQB5FR21M11 | EZ-2025 | GFFB42025 | EMP242035SLKD
S9X1D120U5PSBA | 34 x 24.5 x 28 | Up, Left, Right | 96 | 1 | Constant Torque | AFD245CLFR000F | EQBFM245A0FR11 | FLRQB5FR24M11 | EZ-2424 | GFFB42424 | EMP242335SLKD
S9V2B060U3PSAA | 34 x 17.5 x 28 | Up, Left, Right | 97 | 2 | Variable Speed | EFD175DLFR000A | EQBFM175A0FR11 | FLRQB5FR17M11 | EZ-1625 | GFFB41625 | EMP2416535SLKD
S9V2B060U3PSBA | 34 x 17.5 x 28 | Up, Left, Right | 97 | 2 | Variable Speed | EFD175DLFR000A | EQBFM175A0FR11 | FLRQB5FR17M11 | EZ-1625 | GFFB41625 | EMP2416535SLKD
S9V2B060U4PSBC | 34 x 17.5 x 28 | Up, Left, Right | 97 | 2 | Variable Speed | EFD175DLFR000A | EQBFM175A0FR11 | FLRQB5FR17M11 | EZ-1625 | GFFB41625 | EMP2416535SLKD
S9V2B080U3PSBA | 34 x 17.5 x 28 | Up, Left, Right | 97 | 2 | Variable Speed | EFD175DLFR000A | EQBFM175A0FR11 | FLRQB5FR17M11 | EZ-1625 | GFFB41625 | EMP2416535SLKD
S9V2B080U3PSBB | 34 x 17.5 x 28 | Up, Left, Right | 97 | 2 | Variable Speed | EFD175DLFR000A | EQBFM175A0FR11 | FLRQB5FR17M11 | EZ-1625 | GFFB41625 | EMP2416535SLKD
S9V2B080U4PSBC | 34 x 17.5 x 28 | Up, Left, Right | 97 | 2 | Variable Speed | EFD175DLFR000A | EQBFM175A0FR11 | FLRQB5FR17M11 | EZ-1625 | GFFB41625 | EMP2416535SLKD
S9V2C100U4PSBA | 34 x 21 x 28 | Up, Left, Right | 97 | 2 | Variable Speed | EFD210DLFR000A | EQBFM210A0FR11 | FLRQB5FR21M11 | EZ-2025 | GFFB42025 | EMP242035SLKD
S9V2C100U4PSBB | 34 x 21 x 28 | Up, Left, Right | 97 | 2 | Variable Speed | EFD210DLFR000A | EQBFM210A0FR11 | FLRQB5FR21M11 | EZ-2025 | GFFB42025 | EMP242035SLKD
S9V2C100U5PSAA | 34 x 21 x 28 | Up, Left, Right | 97 | 2 | Variable Speed | EFD210DLFR000A | EQBFM210A0FR11 | FLRQB5FR21M11 | EZ-2025 | GFFB42025 | EMP242035SLKD
S9V2C100U5PSBA | 34 x 21 x 28 | Up, Left, Right | 97 | 2 | Variable Speed | EFD210DLFR000A | EQBFM210A0FR11 | FLRQB5FR21M11 | EZ-2025 | GFFB42025 | EMP242035SLKD
S9V2C100U5PSBB | 34 x 21 x 28 | Up, Left, Right | 97 | 2 | Variable Speed | EFD210DLFR000A | EQBFM210A0FR11 | FLRQB5FR21M11 | EZ-2025 | GFFB42025 | EMP242035SLKD
S9V2C100U5PSBC | 34 x 21 x 28 | Up, Left, Right | 97 | 2 | Variable Speed | EFD210DLFR000A | EQBFM210A0FR11 | FLRQB5FR21M11 | EZ-2025 | GFFB42025 | EMP242035SLKD
S9V2D120D5PSBA | 34 x 24.5 x 28 | Up, Left, Right | 97 | 2 | Variable Speed | AFD245CLFR000F | EQBFM245A0FR11 | FLRQB5FR24M11 | EZ-2424 | GFFB42424 | EMP242335SLKD
S9V2D120U5PSBA | 34 x 24.5 x 28 | Up, Left, Right | 97 | 2 | Variable Speed | AFD245CLFR000F | EQBFM245A0FR11 | FLRQB5FR24M11 | EZ-2424 | GFFB42424 | EMP242335SLKD
S9V2D120U5PSBB | 34 x 24.5 x 28 | Up, Left, Right | 97 | 2 | Variable Speed | AFD245CLFR000F | EQBFM245A0FR11 | FLRQB5FR24M11 | EZ-2424 | GFFB42424 | EMP242335SLKD
A801X040AM3SAC | 34 x 14.5 x 28 | Up, Down, Left, Right | 80 | 1 | Constant Torque
A801X040AM3SCA | 34 x 14.5 x 28 | Up, Down, Left, Right | 80 | 1 | Constant Torque
A801X060BM3SAC | 34 x 17.5 x 28 | Up, Down, Left, Right | 80 | 1 | Constant Torque | EFD175DLFR000A | EQBFM175A0FR11 | FLRQB5FR17M11 | EZ-1625 | GFFB41625 | EMP2416535SLKD
A801X060BM4SCA | 34 x 17.5 x 28 | Up, Down, Left, Right | 80 | 1 | Constant Torque | EFD175DLFR000A | EQBFM175A0FR11 | FLRQB5FR17M11 | EZ-1625 | GFFB41625 | EMP2416535SLKD
A801X080BM4SAC | 34 x 17.5 x 28 | Up, Down, Left, Right | 80 | 1 | Constant Torque | EFD175DLFR000A | EQBFM175A0FR11 | FLRQB5FR17M11 | EZ-1625 | GFFB41625 | EMP2416535SLKD
A801X080BM4SBA | 34 x 17.5 x 28 | Up, Down, Left, Right | 80 | 1 | Constant Torque | EFD175DLFR000A | EQBFM175A0FR11 | FLRQB5FR17M11 | EZ-1625 | GFFB41625 | EMP2416535SLKD
A801X080BM4SCA | 34 x 17.5 x 28 | Up, Down, Left, Right | 80 | 1 | Constant Torque | EFD175DLFR000A | EQBFM175A0FR11 | FLRQB5FR17M11 | EZ-1625 | GFFB41625 | EMP2416535SLKD
A801X080CM5SAC | 34 x 21 x 28 | Up, Down, Left, Right | 80 | 1 | Constant Torque | EFD210DLFR000A | EQBFM210A0FR11 | FLRQB5FR21M11 | EZ-2025 | GFFB42025 | EMP242035SLKD
A801X080CM5SCA | 34 x 21 x 28 | Up, Down, Left, Right | 80 | 1 | Constant Torque | EFD210DLFR000A | EQBFM210A0FR11 | FLRQB5FR21M11 | EZ-2025 | GFFB42025 | EMP242035SLKD
A801X100CM5SAC | 34 x 21 x 28 | Up, Down, Left, Right | 80 | 1 | Constant Torque | EFD210DLFR000A | EQBFM210A0FR11 | FLRQB5FR21M11 | EZ-2025 | GFFB42025 | EMP242035SLKD
A801X100CM5SCA | 34 x 21 x 28 | Up, Down, Left, Right | 80 | 1 | Constant Torque | EFD210DLFR000A | EQBFM210A0FR11 | FLRQB5FR21M11 | EZ-2025 | GFFB42025 | EMP242035SLKD

## Coil Info
Model | Dimensions H x W x D | Direction (Up, Down, Left, Right) | Horizontal Drain Pan Kit | TXV- R410A | TXV- R22 | Supply Plenum | Secondary Drain Pan for Horizontal
4MXCA001AC6HCA | 20 x 14.5 x 21 | Up, Left, Right |  | 4AYTXVH3G2436A | 2AYTXVH3G2436A
4MXCA003AC6HCA
4MXCB002AC6HCA | 20 x 17.5 x 21 | Up, Left, Right |  | 4AYTXVH3G2436A | 2AYTXVH3G2436A | EMP201635SLKD
4MXCB004AC6HCA | 20 x 17.5 x 21 | Up, Left, Right |  | 4AYTXVH3G2436A | 2AYTXVH3G2436A | EMP201635SLKD
4MXCB006AC6HCA | 26 x 17.5 x 21 | Up, Left, Right |  | 4AYTXVH3G4248A | 2AYTXVH3G4248A | EMP201635SLKD
4MXCC005AC6HCA | 20 x 21 x 21 | Up, Left, Right |  | 4AYTXVH3G4248A | 2AYTXVH3G4248A | EMP202035SLKD
4MXCC007AC6HCA | 26 x 21 x 21 | Up, Left, Right |  | 4AYTXVH3G4248A | 2AYTXVH3G4248A | EMP202035SLKD
4MXCC009AC6HCA | 30 x 21 x 21 | Up, Left, Right |  | 4AYTXVH3G6000A | 2AYTXVH3G6000A | EMP202035SLKD
4MXCD010AC6HCA | 30 x 24.5 x 21 | Up, Left, Right |  | 4AYTXVH3G6000A | 2AYTXVH3G6000A
4PXCBD36BS3HDA | 22.5 x 17.5 x 21.5 | Down, Right | BAYCONV23A |  | 2AYTXVH3H1836A | EMP201635SLKD
4PXCBD42AC3HDA | 26.9 x 17.5 x 21.5 | Down, Right | BAYCONV27A |  | 2AYTXVH3H4248A | EMP201635SLKD
4PXCBD42BS3HDA | 26.9 x 17.5 x 21.5 | Down, Right | BAYCONV27A |  | 2AYTXVH3H4248A | EMP201635SLKD
4PXCBD48AC3HDA | 26.9 x 17.5 x 21.5 | Down, Right | BAYCONV27A |  | 2AYTXVH3H4248A | EMP201635SLKD
4PXCBD48BS3HDA | 26.9 x 17.5 x 21.5 | Down, Right | BAYCONV27A |  | 2AYTXVH3H4248A | EMP201635SLKD
4PXCBU42BS3HAA | 26.9 x 17.5 x 21.5 | Up, Left | BAYCONV27A |  | 2AYTXVH3H4248A | EMP201635SLKD
4PXCBU48AC3HAA | 26.9 x 17.5 x 21.5 | Up, Left | BAYCONV27A |  | 2AYTXVH3H4248A | EMP201635SLKD
4PXCBU48BS3HAA | 26.9 x 17.5 x 21.5 | Up, Left | BAYCONV27A |  | 2AYTXVH3H4248A | EMP201635SLKD
4PXCCD60BS3HDA | 30.7 x 21 x 21.5 | Down, Right | BAYCONV30A |  | 2AYTXVH3H6060A | EMP202035SLKD
4PXCCU60AC3HAA | 30.7 x 21 x 21.5 | Up, Left | BAYCONV30A |  | 2AYTXVH3H6060A | EMP202035SLKD
4PXCCU60BS3HAA | 30.7 x 21 x 21.5 | Up, Left | BAYCONV30A |  | 2AYTXVH3H6060A | EMP202035SLKD
4TXCA002DS3HCA | 17.5 x 14.5 x 21.5 | Up, Down, Left, Right |  |  | 2AYTXVH3H1836A
4TXCB003DS3HCA | 17.5 x 17.5 x 21.5 | Up, Down, Left, Right |  |  | 2AYTXVH3H1836A | EMP201635SLKD
4TXCB004DS3HCA | 22.5 x 17.5 x 21.5 | Up, Down, Left, Right |  |  | 2AYTXVH3H1836A | EMP201635SLKD
4TXCB004DS3HCB | 22.5 x 17.5 x 21.5 | Up, Down, Left, Right |  |  | 2AYTXVH3H1836A | EMP201635SLKD
4TXCB006DS3HCA | 26.9 x 17.5 x 21.5 | Up, Down, Left, Right |  |  | 2AYTXVH3H4248A | EMP201635SLKD
4TXCC005DS3HCA | 22.5 x 21 x 21.5 | Up, Down, Left, Right |  |  | 2AYTXVH3H1836A | EMP202035SLKD
4TXCC007DS3HCA | 26.9 x 21 x 21.5 | Up, Down, Left, Right |  |  | 2AYTXVH3H4248A | EMP202035SLKD
4TXCC009DS3HCA | 30.7 x 21 x 21.5 | Up, Down, Left, Right |  |  | 2AYTXVH3H6060A | EMP202035SLKD
4TXCD008DS3HCA | 26.9 x 24.5 x 21.5 | Up, Down, Left, Right |  |  | 2AYTXVH3H4248A
4TXCD010DS3HCA | 30.7 x 24.5 x 21.5 | Up, Down, Left, Right |  |  | 2AYTXVH3H6060A
PL36H175P78635 | 17.5 x 35 x 21 | Left, Right
PL48H210P29635 | 21 x 35 x 21 | Left, Right
PL60H210P19635 | 21 x 35 x 21 | Left, Right
TG32636D175B1622AP | 16.5 x 17.5 x 21 | Up, Left, Right
TG35648D175B2222AP | 22.5 x 17.5 x 21.5 | Up, Left, Right
TG36660D210B2522AP | 25.5 x 21 x 21 | Up, Left, Right
TG37660D210B2522AP | 25.5 x 21 x 21 | Up, Left, Right
TG47636C175B2922AP | 29.5 x 17.5 x 21 | Up, Left, Right
TG47636D175B2922AP | 29.5 x 17.5 x 21 | Up, Left, Right
TG50660D210B2722AP | 27.5 x 21 x 21 | Up, Left, Right
CE30B34-140L-105 | 23 x 14 x 21 | Up, Left, Right
CE30B34-175L-105 | 23 x 17.5 x 21 | Up, Left, Right
CE42D34-175L-105 | 30 x 17.5 x 21 | Up, Left, Right
CE42D34-210L-105 | 30 x 21 x 21 | Up, Left, Right
CE48C34-175L-105 | 30 x 17.5 x 21 | Up, Left, Right
CE48C34-210L-105 | 30 x 21 x 21 | Up, Left, Right
CE60B44-210L-105 | 30 x 21 x 21 | Up, Left, Right
CR30A34-175T-000 | 15.5 x 20.5 x 31 | Left, Right
CR48C34-210T-000 | 25.5 x 20.5 x 40 | Left, Right
CR60B44-210T-000 | 25.5 x 20.5 x 40 | Left, Right

## AC Condenser Info
Model | Voltage | 1 or 2 stage, variable | Refrigerant | Fuse Size | Hard Start | Service Valve Cover Panel | Thermostat | Wifi Thermostat | Zoning Wifi Thermostat
4A7A4018B1000A | 208/230-1 | 1 | R410A | 20 | BAYKSKT263 | AAYSVPANL3343A | ACONT302AS42DA | ACONT824AS52DA
4A7A4018L1000A | 208/230-1 | 1 | R410A | 20 | BAYKSKT263 | AAYSVPANL3343A | ACONT302AS42DA | ACONT824AS52DA
4A7A4025L1000A | 208/230-1 | 1 | R410A | 20 | BAYKSKT263 | AAYSVPANL3343A | ACONT302AS42DA | ACONT824AS52DA
4A7A4025L1000B | 208/230-1 | 1 | R410A | 20 | BAYKSKT263 | AAYSVPANL3343A | ACONT302AS42DA | ACONT824AS52DA
4A7A4031L1000A | 208/230-1 | 1 | R410A | 25 | BAYKSKT263 | AAYSVPANL3343A | ACONT302AS42DA | ACONT824AS52DA
4A7A4037L1000A | 208/230-1 | 1 | R410A | 30 | BAYKSKT263 | AAYSVPANL3343A | ACONT302AS42DA | ACONT824AS52DA
4A7A4043L1000A | 208/230-1 | 1 | R410A | 35 | BAYKSKT263 | AAYSVPANL3343A | ACONT302AS42DA | ACONT824AS52DA
4A7A4048L1000A | 208/230-1 | 1 | R410A | 40 | BAYKSKT263 | AAYSVPANL0044A | ACONT302AS42DA | ACONT824AS52DA
4A7A4060L1000B | 208/230-1 | 1 | R410A | 50 | BAYKSKT263 | AAYSVPANL0046A | ACONT302AS42DA | ACONT824AS52DA
4A7A6024C1000A | 208/230-1 | 1 | R410A | 20 | BAYKSKT263 |  | ACONT302AS42DA | ACONT824AS52DA
4A7A6024C1000B | 208/230-1 | 1 | R410A | 20 | BAYKSKT263 |  | ACONT302AS42DA | ACONT824AS52DA
4A7A6024J1000B | 208/230-1 | 1 | R410A | 20 | BAYKSKT263 |  | ACONT302AS42DA | ACONT824AS52DA
4A7A6030H1000A | 208/230-1 | 1 | R410A | 25 | BAYKSKT263 | AAYSVPANL0044A | ACONT302AS42DA | ACONT824AS52DA
4A7A6030J1000A | 208/230-1 | 1 | R410A | 25 | BAYKSKT263 | AAYSVPANL0044A | ACONT302AS42DA | ACONT824AS52DA
4A7A6036J1000A | 208/230-1 | 1 | R410A | 30 | BAYKSKT263 | AAYSVPANL0044A | ACONT302AS42DA | ACONT824AS52DA
4A7A6042J1000A | 208/230-1 | 1 | R410A | 35 | BAYKSKT263 | AAYSVPANL0046A | ACONT302AS42DA | ACONT824AS52DA
4A7A6049J1000A | 208/230-1 | 1 | R410A | 40 | BAYKSKT263 | AAYSVPANL0046A | ACONT302AS42DA | ACONT824AS52DA
4A7A6061J1000A | 208/230-1 | 1 | R410A | 50 | BAYKSKT263 | AAYSVPANL0046A | ACONT302AS42DA | ACONT824AS52DA
4A7A7024A1000B | 208/230-1 | 2 | R410A | 25 | BAYKSKT263 | AAYSVPANL3343A | ACONT802AS32DA | ACONT824AS52DA
4A7A7036A1000A | 208/230-1 | 2 | R410A | 35 | BAYKSKT260 | AAYSVPANL0044A | ACONT802AS32DA | ACONT824AS52DA
4A7A7036A1000B | 208/230-1 | 2 | R410A | 35 | BAYKSKT260 | AAYSVPANL0044A | ACONT802AS32DA | ACONT824AS52DA
4A7A7048A1000B | 208/230-1 | 2 | R410A | 45 | BAYKSKT266 | AAYSVPANL0044A | ACONT802AS32DA | ACONT824AS52DA
4A7A7048B1000A | 208/230-1 | 2 | R410A | 45 | BAYKSKT266 | AAYSVPANL0044A | ACONT802AS32DA | ACONT824AS52DA
4A7A7060A1000A | 208/230-1 | 2 | R410A | 60 | BAYKSKT266 | AAYSVPANL0044A | ACONT802AS32DA | ACONT824AS52DA
4A7A7060A1000B | 208/230-1 | 2 | R410A | 60 | BAYKSKT266 | AAYSVPANL0044A | ACONT802AS32DA | ACONT824AS52DA
4A7V0024A1000B | 208/230-1 | Variable | R410A | 25 | NA |  |  | ACONT850AC52UA | AZON1050AC52ZA
4A7V0036B1000B | 208/230-1 | Variable | R410A | 25 | NA |  |  | ACONT850AC52UA | AZON1050AC52ZA
4A7V0048A1000B | 208/230-1 | Variable | R410A | 35 | NA |  |  | ACONT850AC52UA | AZON1050AC52ZA
4A7V0060A1000A | 208/230-1 | Variable | R410A | 40 | NA |  |  | ACONT850AC52UA | AZON1050AC52ZA
4A7V0060A1000B | 208/230-1 | Variable | R410A | 40 | NA |  |  | ACONT850AC52UA | AZON1050AC52ZA
4A7V8024A1000B | 208/230-1 | Variable | R410A | 25 | NA |  |  | ACONT850AC52UA | AZON1050AC52ZA
4A7V8036A1000B | 208/230-1 | Variable | R410A | 25 | NA |  |  | ACONT850AC52UA | AZON1050AC52ZA
4A7V8048A1000B | 208/230-1 | Variable | R410A | 35 | NA |  |  | ACONT850AC52UA | AZON1050AC52ZA
4A7V8060A1000B | 208/230-1 | Variable | R410A | 40 | NA |  |  | ACONT850AC52UA | AZON1050AC52ZA
A4AC4018A1000B | 208/230-1 | 1 | R410A
A4AC4024A1000B | 208/230-1 | 1 | R410A
A4AC4030A1000B | 208/230-1 | 1 | R410A
A4AC4036A1000B | 208/230-1 | 1 | R410A
A4AC4042A1000B | 208/230-1 | 1 | R410A
A4AC4048A1000B | 208/230-1 | 1 | R410A
A4AC4060A1000B | 208/230-1 | 1 | R410A

## HP Condenser Info
Model | Voltage | 1 or 2 stage, variable | Refrigerant | Fuse Size | Disconnect | Whip- 6 ft | Hard Start | Condenser Pad | Service Valve Cover Panel | Thermostat | Wifi Thermostat | Zoning Wifi Thermostat
4A6H4018G1000A | 208/230-1 | 1 | R410A | 20 | 83316 | 84135 | BAYKSKT263 | 3x30x30 | AAYSVPANL0032A | ACONT302AS42DA | ACONT824AS52DA
4A6H4024G1000A | 208/230-1 | 1 | R410A | 25 | 83316 | 84135 | BAYKSKT263 | 3x32x37 | AAYSVPANL3343A | ACONT302AS42DA | ACONT824AS52DA
4A6H4030G1000A | 208/230-1 | 1 | R410A | 25 | 83316 | 84135 | BAYKSKT263 | 3x36x42 | AAYSVPANL3343A | ACONT302AS42DA | ACONT824AS52DA
4A6H4036G1000A | 208/230-1 | 1 | R410A | 30 | 83316 | 84135 | BAYKSKT263 | 3x36x42 | AAYSVPANL3343A | ACONT302AS42DA | ACONT824AS52DA
4A6H4042G1000A | 208/230-1 | 1 | R410A | 40 | 83317 | 84137 | BAYKSKT263 | 3x36x42 | AAYSVPANL3343A | ACONT302AS42DA | ACONT824AS52DA
4A6H4048G1000A | 208/230-1 | 1 | R410A | 45 | 83317 | 84137 | BAYKSKT263 | 3x36x42 | AAYSVPANL0044A | ACONT302AS42DA | ACONT824AS52DA
4A6H4060G1000A | 208/230-1 | 1 | R410A | 50 | 83317 | 84137 | BAYKSKT263 | 3x36x42 | AAYSVPANL0046A | ACONT302AS42DA | ACONT824AS52DA
4A6H5024H1000A | 208/230-1 | 1 | R410A | 25 | 83316 | 84135 | Factory Installed | 3x32x37 | AAYSVPANL3343A | ACONT302AS42DA | ACONT824AS52DA
4A6H5030H1000A | 208/230-1 | 1 | R410A | 25 | 83316 | 84135 | BAYKSKT263 | 3x36x42 | AAYSVPANL3343A | ACONT302AS42DA | ACONT824AS52DA
4A6H5036H1000A | 208/230-1 | 1 | R410A | 30 | 83316 | 84135 | BAYKSKT263 | 3x36x42 | AAYSVPANL0044A | ACONT302AS42DA | ACONT824AS52DA
4A6H5042H1000A | 208/230-1 | 1 | R410A | 35 | 83317 | 84137 | BAYKSKT263 | 3x36x42 | AAYSVPANL0044A | ACONT302AS42DA | ACONT824AS52DA
4A6H5048H1000A | 208/230-1 | 1 | R410A | 40 | 83317 | 84137 | BAYKSKT263 | 3x36x42 | AAYSVPANL0044A | ACONT302AS42DA | ACONT824AS52DA
4A6H5060H1000A | 208/230-1 | 1 | R410A | 50 | 83317 | 84137 | BAYKSKT263 | 3x36x42 | AAYSVPANL0046A | ACONT302AS42DA | ACONT824AS52DA
4A6H6018H1000A | 208/230-1 | 1 | R410A
4A6H6024H1000A | 208/230-1 | 1 | R410A | 25 | 83316 | 84135 | Factory Installed | 3x32x37 | AAYSVPANL3343A | ACONT302AS42DA | ACONT824AS52DA
4A6H6030H1000A | 208/230-1 | 1 | R410A | 25 | 83316 | 84135 | BAYKSKT263 | 3x36x42 | AAYSVPANL0044A | ACONT302AS42DA | ACONT824AS52DA
4A6H6036H1000A | 208/230-1 | 1 | R410A | 30 | 83316 | 84135 | BAYKSKT263 | 3x36x42 | AAYSVPANL0044A | ACONT302AS42DA | ACONT824AS52DA
4A6H6042H1000A | 208/230-1 | 1 | R410A | 35 | 83317 | 84137 | BAYKSKT263 | 3x36x42 | AAYSVPANL0046A | ACONT302AS42DA | ACONT824AS52DA
4A6H6048H1000A | 208/230-1 | 1 | R410A | 40 | 83317 | 84137 | BAYKSKT263 | 3x36x42 | AAYSVPANL0046A | ACONT302AS42DA | ACONT824AS52DA
4A6H6060H1000A | 208/230-1 | 1 | R410A | 50 | 83317 | 84137 | BAYKSKT263 | 3x36x42 | AAYSVPANL0046A | ACONT302AS42DA | ACONT824AS52DA
4A6H7024A1000C | 208/230-1 | 2 | R410A | 25 | 83316 | 84135 | BAYKSKT263 | 3x36x42 | Factory Installed | ACONT802AS32DA | ACONT824AS52DA
4A6H7024A1000D | 208/230-1 | 2 | R410A | 25 | 83316 | 84135 | BAYKSKT263 | 3x36x42 | Factory Installed | ACONT802AS32DA | ACONT824AS52DA
4A6H7036B1000C | 208/230-1 | 2 | R410A | 35 | 83317 | 84137 | BAYKSKT263 | 3x36x42 | Factory Installed | ACONT802AS32DA | ACONT824AS52DA
4A6H7036B1000D | 208/230-1 | 2 | R410A | 35 | 83317 | 84137 | BAYKSKT263 | 3x36x42 | Factory Installed | ACONT802AS32DA | ACONT824AS52DA
4A6H7048A1000C | 208/230-1 | 2 | R410A | 45 | 83317 | 84137 | BAYKSKT266 | 3x36x42 | Factory Installed | ACONT802AS32DA | ACONT824AS52DA
4A6H7048A1000D | 208/230-1 | 2 | R410A | 45 | 83317 | 84137 | BAYKSKT266 | 3x36x42 | Factory Installed | ACONT802AS32DA | ACONT824AS52DA
4A6H7060A1000C | 208/230-1 | 2 | R410A | 60 | 83317 | 84137 | BAYKSKT266 | 3x36x42 | Factory Installed | ACONT802AS32DA | ACONT824AS52DA
4A6H7060A1000D | 208/230-1 | 2 | R410A | 60 | 83317 | 84137 | BAYKSKT266 | 3x36x42 | Factory Installed | ACONT802AS32DA | ACONT824AS52DA
4A6V8024A1000B | 208/230-1 | variable | R410A | 25 | 83316 | 84135 | Not Applicable | 3x32x37 | Factory Installed | Not Applicable | ACONT850AC52UA | AZON1050AC52ZA
4A6V8036A1000B | 208/230-1 | variable | R410A | 35 | 83317 | 84137 | Not Applicable | 3x32x37 | Factory Installed | Not Applicable | ACONT850AC52UA | AZON1050AC52ZA
4A6V8048A1000B | 208/230-1 | variable | R410A | 40 | 83317 | 84137 | Not Applicable | 3x36x42 | Factory Installed | Not Applicable | ACONT850AC52UA | AZON1050AC52ZA
4A6V8060A1000B | 208/230-1 | variable | R410A | 50 | 83317 | 84137 | Not Applicable | 3x36x42 | Factory Installed | Not Applicable | ACONT850AC52UA | AZON1050AC52ZA
4A6V0024A1000B | 208/230-1 | variable | R410A | 25 | 83316 | 84135 | Not Applicable | 3x32x37 | Factory Installed | Not Applicable | ACONT850AC52UA | AZON1050AC52ZA
4A6V0036A1000B | 208/230-1 | variable | R410A | 40 | 83317 | 84137 | Not Applicable | 3x36x42 | Factory Installed | Not Applicable | ACONT850AC52UA | AZON1050AC52ZA
4A6V0048A1000B | 208/230-1 | variable | R410A | 45 | 83317 | 84137 | Not Applicable | 3x36x42 | Factory Installed | Not Applicable | ACONT850AC52UA | AZON1050AC52ZA
4A6V0060A1000B | 208/230-1 | variable | R410A | 50 | 83317 | 84137 | Not Applicable | 3x36x42 | Factory Installed | Not Applicable | ACONT850AC52UA | AZON1050AC52ZA
A4HP4024A1000B | 208/230-1 | 1 | R410A
A4HP4030A1000B | 208/230-1 | 1 | R410A
A4HP4036A1000B | 208/230-1 | 1 | R410A
A4HP4042A1000B | 208/230-1 | 1 | R410A
A4HP4048A1000B | 208/230-1 | 1 | R410A
A4HP4060A1000B | 208/230-1 | 1 | R410A

## Price
item_id | net_unit_price | item_desc
029054013026 | 64.463 | SMOKE/CO DETECTOR/ALARM AM.STD/FIRST ALE
043156296231 | 234.667 | LEVER LOCK-BRIGHT BRASS AM.STD/NEXIA
043156296248 | 234.667 | LEVER LOCK-SATIN NICKEL AM.STD/NEXIA
043156296255 | 234.667 | LEVER LOCK-AGED BRONZE AM.STD/NEXIA
043156312108 | 261.333 | CAMELOT TOUCHSCREEN SATIN NICKEL, NEXIA
043156312191 | 261.333 | CAMELOT TOUCHSCREEN AGED BRONZE, NEXIA
043156312207 | 261.333 | CAMELOT TOUCHSCREEN BRIGHT BRASS, NEXIA
043156312283 | 261.333 | CENTURY TOUCHSCREEN DEADBOLT, AM.ST/NEXI
093863124389 | 117.333 | GARAGE DOOR CONTROLLER AM.STD/NEXIA,
093863133206 | 120 | GARAGE DOOR CONTROLLER AM.STD/NEXIA,
12424R | 43.586 | FAN BLADE 14 DIA 29 DEG 3 BLADE CW 1/2 R
26270 | 21.452 | AM STD PANEL
2AYTXVH3H1836A | 72.881 | TXV R22 AC HP CONV KIT R410 COIL TO R22
2AYTXVH3H4248A | 71.186 | TXV R22 AC HP CONV KIT R410 COIL TO R22
2AYTXVH3H6060A | 71.186 | TXV R22 AC HP CONV KIT R410 COIL TO R22
4A6B4018G1000A | 1616.805 | COND UNIT 1.5 TON HP SP 14 SERIES 230 R4
4A6C3036A3000B | 1548.78 | COND UNIT 3 TON HP SP 13 SERIES 230 3 PH
4A6C4036A3000 21357MR44F | 1695.7 | COND UNIT 3 TON HP SP 14 SERIES 230 3PH
4A6C4036A3000A | 1802.5 | COND UNIT 3 TON HP SP 14 SERIES 230 3PH
4A6C4036A4000 192223FK4F | 2650.5 | COND UNIT 3 TON HP SP 14 SERIES 460 3PH
4A6C4036A4000A | 1852.5 | COND UNIT 3 TON HP SP 14 SERIES 460 3PH
4A6C4042A3000A | 1923.75 | COND UNIT 3.5 TON HP SP 14 SERIES 230 3P
4A6C4042A4000A | 4888.7 | COND UNIT 3.5-TON 460V/3PHZ
4A6C4048A3000A | 2040 | COND UNIT 4 TON HP SP 14 SERIES 230 3PH
4A6C4048A4000 171235E84F | 2562.15 | COND UNIT 4 TON HP SP 14 SERIES 460 3PH
4A6C4048A4000 20022HXP4F | 883.5 | COND UNIT 4 TON HP SP 14 SERIES 460 3PH
4A6C4048A4000A | 2088.75 | COND UNIT 4 TON HP SP 14 SERIES 460 3PH
4A6C4060A3000 171410FP2F | 2357.55 | COND UNIT 5 TON HP SP 14 SERIES 230 3PH
4A6C4060A3000 181641HT2F | 883.5 | COND UNIT 5 TON HP SP 14 SERIES 230 3PH
4A6C4060A3000 20281G252F | 2320.35 | COND UNIT 5 TON HP SP 14 SERIES 230 3PH
4A6C4060A3000A | 2278.75 | COND UNIT 5 TON HP SP 14 SERIES 230 3PH
4A6C4060A4000A | 2325 | COND UNIT 5 TON HP SP 14 SERIES 460 3PH
4A6C7036A3000A | 8822.6 | 3 TON, HP COND, 2 STG, 208-230/3
4A6C7036A4000A | 8915.6 | 3 Ton, HP Condenser, 2 Stage, 460/3
4A6C7048A3000A | 10025.4 | AM STD 4T 2-STAGE HP COND 208-230/3/60
4A6C7060A3000A | 10757 | 5 TON, HP CONDENSER, 2 STG COMP, 208-230
4A6H3060A1000B | 1595.789 | 5.0 TON HEAT PUMP SPLIT 13 SERIES 230 1P
4A6H4018G1000 18164TF64F | 523.529 | COND UNIT 1.5 TON HP SP 14 SERIES 230 R4
4A6H4018G1000 18241PMG4F | 494.706 | COND UNIT 1.5 TON HP SP 14 SERIES 230 R4
4A6H4018G1000 19325R21BF | 502.941 | COND UNIT 1.5 TON HP SP 14 SERIES 230 DA
4A6H4018G1000 20105TN64F | 531.765 | COND UNIT 1.5 TON HP SP 14 SERIES 230 DA
4A6H4018G1000 2011242A4F | 531.765 | COND UNIT 1.5 TON HP SP 14 SERIES 230 DA
4A6H4018G1000A | 1611 | COND UNIT 1.5 TON HP SP 14 SERIES 230 R4
4A6H4024G1000 19503XUP4F | 699.647 | COND UNIT 2 TON HP SPLIT 14 SERIE 230 DA
4A6H4024G1000A | 1748 | COND UNIT 2 TON HP SPLIT 14 SERIE 230 R4
4A6H4024G1000A 18123KLT4F | 725.294 | Three compressor failures DAMAGED
4A6H4024G1000A 19411R7Y4F | 725.294 | Grounded compressor Damaged
4A6H4030D1000 15053JWJBF | 532.941 | COND UNIT 2.5 TON HP SP 14 SERIES 230 R4
4A6H4030D1000 15204PKEBF | 532.941 | COND UNIT 2.5 TON HP SP 14 SERIES 230 R4
4A6H4030D1000 152345XLBF | 532.941 | COND UNIT 2.5 TON HP SP 14 SERIES 230 R4
4A6H4030D1000 152538NHBF | 532.941 | COND UNIT 2.5 TON HP SP 14 SERIES 230 R4
4A6H4030D1000 152538P6BF | 532.941 | COND UNIT 2.5 TON HP SP 14 SERIES 230 R4
4A6H4030D1000 15281NLRBF | 532.941 | COND UNIT 2.5 TON HP SP 14 SERIES 230 R4
4A6H4030D1000 15363TBWBF | 2842.7 | COND UNIT 2.5 TON HP SP 14 SERIES 230 R4
4A6H4030D1000 16082S8YBF | 532.941 | COND UNIT 2.5 TON HP SP 14 SERIES 230 R4
4A6H4030G1000 16425MSYBF | 550 | COND UNIT 2.5 TON HP SP 14 SERIES 230 R4
4A6H4030G1000 18112T8SBF | 601.176 | COND UNIT 2.5 TON HP SP 14 SERIES 230 DA
4A6H4030G1000A | 1844 | COND UNIT 2.5 TON HP SP 14 SERIES 230 R4
4A6H4036D1000 1523428EBF | 576.471 | COND UNIT 3 TON HP SPLIT 14 SERIES 230 4
4A6H4036D1000 16074TWDBF | 576.471 | COND UNIT 3 TON HP SPLIT 14 SERIES 230 4
4A6H4036D1000 160938HMBF | 576.471 | COND UNIT 3 TON HP SPLIT 14 SERIES 230 4
4A6H4036D1000 16132AU8BF | 922.353 | COND UNIT 3 TON HP SPLIT 14 SERIES 230 4
4A6H4036D1000 16233RAWBF | 576.471 | COND UNIT 3 TON HP SPLIT 14 SERIES 230 4
4A6H4036D1000 16253TY9BF | 576.471 | COND UNIT 3 TON HP SPLIT 14 SERIES 230 4
4A6H4036D1000 16254YDJBF | 576.471 | COND UNIT 3 TON HP SPLIT 14 SERIES 230 4
4A6H4036D1000 16255UHKBF | 576.471 | COND UNIT 3 TON HP SPLIT 14 SERIES 230 4
4A6H4036D1000 16395PTRBF | 576.471 | COND UNIT 3 TON HP SPLIT 14 SERIES 230 4
4A6H4036D1000 16515RACBF | 576.471 | COND UNIT 3 TON HP SPLIT 14 SERIES 230 4
4A6H4036G1000 17325TT64F | 606.471 | COND UNIT 3 TON HP SPLIT 14 SERIES 230 4
4A6H4036G1000 19313KJK4F | 782.353 | COND UNIT 3 TON HP SPLIT 14 SERIES DAMAG
4A6H4036G1000 21254D845F | 732.941 | COND UNIT 3 TON HP SPLIT 14 SERIES DAMAG
4A6H4036G1000A | 1974 | COND UNIT 3 TON HP SPLIT 14 SERIES 230 4
4A6H4042G1000 1627538EBF | 630 | COND UNIT 3.5 TON HP SP 14 SERIES 230 R4
4A6H4042G1000 16502JHJBF | 630 | COND UNIT 3.5 TON HP SP 14 SERIES 230 R4
4A6H4042G1000 19094Y4HBF | 678.235 | COND UNIT 3.5 TON HP SP 14 SERIES 230 DA
4A6H4042G1000 19254J9GBF | 782.941 | COND UNIT 3.5 TON HP SP 14 SERIES 230 DA
4A6H4042G1000 200740TH4F | 782.941 | COND UNIT 3.5 TON HP SP 14 SERIES 230 DA
4A6H4042G1000 20084MB54F | 678.235 | COND UNIT 3.5 TON HP SP 14 SERIES 230 R4
4A6H4042G1000 20385PDP4F | 782.941 | COND UNIT 3.5 TON HP SP 14 SERIES 230 DA
4A6H4042G1000 20434BHW4F | 1397.059 | COND UNIT 3.5 TON HP SP 14 SERIES 230 DA
4A6H4042G1000 204518BH4F | 709.412 | COND UNIT 3.5 TON HP SP 14 SERIES 230 DA
4A6H4042G1000 2112171L4F | 782.941 | COND UNIT 3.5 TON HP SP 14 SERIES 230 DA
4A6H4042G1000 21253K524F | 558.824 | COND UNIT 3.5 TON HP SP 14 SERIES 230 DA
4A6H4042G1000A | 2107 | COND UNIT 3.5 TON HP SP 14 SERIES 230 R4
4A6H4042G1000A 21093WLP4F | 850 | COND UNIT 3.5 TON HP SP 14 SERIES DAMAGE
4A6H4048D1000 16072MK64F | 730 | COND UNIT 4 TON HP SP 14 SERIES 230 R410
4A6H4048G1000 16505MDM4F | 744.118 | COND UNIT 4 TON HP SP 14 SERIES 230 R410
4A6H4048G1000 16516PPU4F | 744.118 | COND UNIT 4 TON HP SP 14 SERIES 230 R410
4A6H4048G1000 16523GWJ4F | 391.176 | COND UNIT 4 TON HP SP 14 SERIES 230 R410
4A6H4048G1000 1718447J4F | 744.118 | COND UNIT 4 TON HP SP 14 SERIES 230 R410
4A6H4048G1000 1806172G4F | 391.176 | COND UNIT 4 TON HP SP 14 SERIES 230 R410
4A6H4048G1000 192512BS4F | 833.529 | COND UNIT 4 TON HP SP 14 SERIES 230 DAMA
4A6H4048G1000 19262MA74F | 869.529 | COND UNIT 4 TON HP SP 14 SERIES 230 DAMA
4A6H4048G1000 19375WYE4F | 813.529 | COND UNIT 4 TON HP SP 14 SERIES 230 DAMA
4A6H4048G1000 19422TGJ4F | 731.765 | COND UNIT 4 TON HP SP 14 SERIES 230 DAMA
4A6H4048G1000 200241XS4F | 833.529 | COND UNIT 4 TON HP SP 14 SERIES 230 DAMA
4A6H4048G1000 2003444X4F | 731.765 | COND UNIT 4 TON HP SP 14 SERIES 230 R410
4A6H4048G1000 200924SM4F | 833.529 | COND UNIT 4 TON HP SP 14 SERIES 230 DAMA
4A6H4048G1000 200925EE4F | 731.765 | COND UNIT 4 TON HP SP 14 SERIES 230 DAMA
4A6H4048G1000 203231J24F | 731.765 | COND UNIT 4 TON HP SP 14 SERIES 230 DAMA
4A6H4048G1000 203232K24F | 731.765 | COND UNIT 4 TON HP SP 14 SERIES 230 DAMA
4A6H4048G1000 20501J174F | 754.706 | COND UNIT 4 TON HP SP 14 SERIES 230 DAMA
4A6H4048G1000 20513TE94F | 833.529 | COND UNIT 4 TON HP SP 14 SERIES 230 DAMA
4A6H4048G1000 21115KKW4F | 1501 | COND UNIT 4 TON HP SP 14 SERIES 230 DAMA
4A6H4048G1000A | 2291 | COND UNIT 4 TON HP SP 14 SERIES 230 R410
4A6H4060G1000 19391S8D2F | 822.941 | COND UNIT 5 TON HP SP 14 SERIES 230 DAMA
4A6H4060G1000 19401M672F | 822.941 | COND UNIT 5 TON HP SP 14 SERIES 230 DAMA
4A6H4060G1000 19462TU82F | 822.941 | COND UNIT 5 TON HP SP 14 SERIES 230 DAMA
4A6H4060G1000 19503JT32F | 822.941 | COND UNIT 5 TON HP SP 14 SERIES 230 DAMA
4A6H4060G1000 20104XHM2F | 919.824 | COND UNIT 5 TON HP SP 14 SERIES 230 DAMA
4A6H4060G1000 203860P22F | 391.176 | COND UNIT 5 TON HP SP 14 SERIES 230 DAMA
4A6H4060G1000 21217CD85F | 932.353 | COND UNIT 5 TON HP SP 14 SERIES 230 DAMA
4A6H4060G1000A | 2623 | COND UNIT 5 TON HP SP 14 SERIES 230 R410
4A6H5018H1000A | 3971.1 | 1.5T SPL HEAT PUMP 230-1 COND
4A6H5024E1000A | 2641.2 | 2 TON HEAT PUMP SPLIT 15 SERIES 230 R410
4A6H5024H1000A | 2081 | COND UNIT 2 TON HP SP 15 SERIES 230 R410
4A6H5030H1000 182033H04F | 688.125 | COND UNIT 2.5 TON HP SP 15 SERIES 230 R4
4A6H5030H1000A | 2184 | COND UNIT 2.5 TON HP SP 15 SERIES 230 R4
4A6H5036G1000A | 1852.713 | COND UNIT 3 TON HP SP 15 SERIES 230 R410
4A6H5036H1000 18054UJP4F | 816.25 | COND UNIT 3 TON HP SP 15 SERIES 230 R410
4A6H5036H1000A | 2288 | COND UNIT 3 TON HP SP 15 SERIES 230 R410
4A6H5042H1000 2013102U2F | 791.25 | COND UNIT 3.5 TON HP SP 15 SERIES 230 DA
4A6H5042H1000 21042TXF2F | 904.375 | COND UNIT 3.5 TON HP SP 15 SERIES 230 DA
4A6H5042H1000A | 2426 | COND UNIT 3.5 TON HP SP 15 SERIES 230 R4
4A6H5048H1000 18255N552F | 947.5 | COND UNIT 4 TON HP SP 15 SERIES 230 DAMA
4A6H5048H1000 18304RSH2F | 853.125 | COND UNIT 4 TON HP SP 15 SERIES 230 DAMA
4A6H5048H1000A | 2562 | COND UNIT 4 TON HP SP 15 SERIES 230 R410
4A6H5048H1000A 21365A6K5F | 1036.875 | ALL PANELS DAMAGED DAMAGED
4A6H5049E1000 10223TNU2F | 1179.375 | COND UNIT 4 TON HP SP 15 SERIES 230 R410
4A6H5060H1000 2018313A2F | 415.625 | COND UNIT 5 TON HP SP 15 SERIES 230 DAMA
4A6H5060H1000 20281NH22F | 1891.25 | COND UNIT 5 TON HP SP 15 SERIES 230 DAMA
4A6H5060H1000A | 2834 | COND UNIT 5 TON HP SP 15 SERIES 230 R410
4A6H6018H1000A | 2541 | COND UNIT 1.5 TON HP CONDENSING UNIT
4A6H6024H1000 15063JPB4F | 803.75 | 2 TON HEAT PUMP SPLIT 16 SERIES 230 R410
4A6H6024H1000 20211JRA4F | 892.5 | 2 TON HEAT PUMP SPLIT 16 SERIES 230 DAMA
4A6H6024H1000A | 2779 | 2 TON HEAT PUMP SPLIT 16 SERIES 230 R410
4A6H6030H1000 17123YCD4F | 840 | 2.5 TON HEAT PUMP SPLIT 16 SERIES 230 R4
4A6H6030H1000 201913UB4F | 928.125 | 2.5 TON HEAT PUMP SPLIT 16 SERIES 230 DA
4A6H6030H1000A | 2883 | 2.5 TON HEAT PUMP SPLIT 16 SERIES 230 R4
4A6H6036H1000 15295NK24F | 1504 | 3 TON HEAT PUMP SPLIT 16 SERIES 230 R410
4A6H6036H1000 180840P14F | 1583 | 3 TON HEAT PUMP SPLIT 16 SERIES 230 R410
4A6H6036H1000 18374NEY4F | 1011.25 | 3 TON HEAT PUMP SPLIT 16 SERIES 230 R410
4A6H6036H1000 190330T84F | 974.375 | 3 TON HEAT PUMP SPLIT 16 SERIES 230 DAMA
4A6H6036H1000A | 3019 | 3 TON HEAT PUMP SPLIT 16 SERIES 230 R410
4A6H6042H1000 183145BU2F | 986.875 | 3.5 TON HEAT PUMP SPLIT 16 SERIES 230 R4
4A6H6042H1000 2109579L5F | 1189.375 | 3.5 TON HEAT PUMP SPLIT 16 SERIES 230 DA
4A6H6042H1000A | 2189 | 3.5 TON HEAT PUMP SPLIT 16 SERIES 230 R4
4A6H6048H1000 17284RP02F | 356.25 | 4 TON HEAT PUMP SPLIT 16 SERIES 230 R410
4A6H6048H1000 182142PS2F | 1090 | 4 TON HEAT PUMP SPLIT 16 SERIES 230 DAMA
4A6H6048H1000 190324EU2F | 1132.5 | 4 TON HEAT PUMP SPLIT 16 SERIES 230 R410
4A6H6048H1000 19171TJT2F | 1132.5 | 4 TON HEAT PUMP SPLIT 16 SERIES 230 DAMA
4A6H6048H1000 1919124X2F | 1090 | 4 TON HEAT PUMP SPLIT 16 SERIES 230 DAMA
4A6H6048H1000 2020336E2F | 1345.438 | 4 TON HEAT PUMP SPLIT 16 SERIES 230 R410
4A6H6048H1000 20391S2G2F | 1254.375 | 4 TON HEAT PUMP SPLIT 16 SERIES 230 DAMA
4A6H6048H1000A | 3362 | 4 TON HEAT PUMP SPLIT 16 SERIES 230 R410
4A6H6060H1000A | 3704 | 5 TON HEAT PUMP SPLIT 16 SERIES 230 R410
4A6H7024A1000 181432872F | 1152.5 | 2 TON HEAT PUMP,2 STAGE 17 SERIES 230 R4
4A6H7024A1000D | 3174 | 2 TON HEAT PUMP,2 STAGE 17 SERIES 230 R4
4A6H7036B1000 17094J8A2F | 415.625 | COND UNIT 3 TON HP SP 17 SERIES 230 R410
4A6H7036B1000 171057K22F | 356.25 | COND UNIT 3 TON HP SP 17 SERIES 230 R410
4A6H7036B1000 17492UUX2F | 445.313 | COND UNIT 3 TON HP SP 17 SERIES 230 R410
4A6H7036B1000 18205JXK2F | 445.313 | COND UNIT 3 TON HP SP 17 SERIES 230 R410
4A6H7036B1000 19124L0H2F | 1328.125 | COND UNIT 3 TON HP SP 17 SERIES 230 R410
4A6H7036B1000C | 1435.2 | COND UNIT 3 TON HP SP 17 SERIES 230 R410
4A6H7036B1000D | 3718 | COND UNIT 3 TON HP SP 17 SERIES 230 R410
4A6H7048A1000C | 1673.6 | COND UNIT 4 TON HP SP 17 SERIES 230 R410
4A6H7048A1000D | 4256 | COND UNIT 4 TON HP SP 17 SERIES 230 R410
4A6H7060A1000C | 1764.8 | COND UNIT 5 TON HP SP 17 SERIES 230 R410
4A6H7060A1000D | 4794 | COND UNIT 5 TON HP SP 17 SERIES 230 R410
4A6L6030A1000A | 6584.4 | 2.5 TON, HP COND, SIDE DISCH, 208-230/1
4A6L6048A1000A | 7514.4 | 4 TON, HP COND, SIDE DISCH, 208-230/3
4A6L6060A1000A | 8574.6 | 5 tON, HP COND, SIDE DISCH, 208-230/3
4A6L9036A1000A | 10657.8 | 3 TON SIDE DISCHARGE
4A6L9048A1000A | 11786.2 | 19 SEER SIDE DISCHARGE 4TON HP COND 230
4A6L9048L1000A | 11017.4 | 4 TON SIDE DISCHARGE HP
4A6L9060A1000A | 12923.9 | 5 TON, SIDE DISCH HP, VAR SPD, 1PHS
4A6V0024A1000B | 5291 | COND UNIT 2 TON HP SP 20 SERIES 230 1PH
4A6V0036A1000 15136KSH1F | 1735.625 | COND UNIT 3 TON HP SP 20 SERIES 230 1PH
4A6V0036A1000 17151J7R1F | 2010.625 | COND UNIT 3 TON HP SP 20 SERIES 230 1PH
4A6V0036A1000B | 5858 | COND UNIT 3 TON HP SP 20 SERIES 230 1PH
4A6V0X24A1000A | 5291 | COND UNIT 2 TON HP SP 20 SERIES 230 1PH
4A6V0X36A1000A | 5858 | COND UNIT 3 TON HP SP 20 SERIES 230 1PH
4A6V0X48A1000A | 6419 | COND UNIT 4 TON HP SP 20 SERIES 230 1HP
4A6V0048A1000B | 6419
4A6V0X60A1000A | 6986 | COND UNIT 5 TON HP SP 20 SERIES 230 1PH
4A6V0060A1000B | 6986
4A6V8024A1000B | 4412 | COND UNIT 2 TON HP SP 18 SERIES 230 1PH
4A6V8036A1000 18461T2D1F | 1620 | COND UNIT 3 TON HP SP 18 SERIES 230 1PH
4A6V8036A1000 19163TN51F | 3240 | COND UNIT 3 TON HP SP 18 SERIES 230 1PH
4A6V8036A1000 20111X641F | 1542.5 | COND UNIT 3 TON HP SP 18 SERIES 230 1PH
4A6V8048A1000 17264J9Y1F | 1711.25 | COND UNIT 4 TON HP SP 18 SERIES 230 1PH
4A6V8048A1000B | 5444 | COND UNIT 4 TON HP SP 18 SERIES 230 1PH
4A6V8060A1000 17413T041F | 475 | COND UNIT 5 TON HP SP 18 SERIES 230 1PH
4A6V8060A1000 204251T71F | 1944.375 | COND UNIT 5 TON HP SP 18 SERIES 230 1PH
4A6V8X36A1000A | 4894 | COND UNIT 3 TON HP SP 18 SERIES 230 1PH
4A6V8036A1000B | 4894
4A6V8X48A1000A | 5444 | COND UNIT 4 TON HP SP 18 SERIES 230 1HP
4A6V8X60A1000A | 5997 | COND UNIT 5 TON HP SP 18 SERIES 230 1PH
4A6V8060A1000B | 5997
4A6Z0024A1000C | 3168.056 | COND UNIT 2 TON HP SP 20 SERIES 230 1PH
4A6Z0048B1000A | 3816.667 | COND UNIT 4 TON HP SP 20 SERIES 230 1PH
4A6Z0060A1000B | 3959.722 | 5 TON HEAT PUMP SPLIT 20 SERIES 230 1PH
4A6Z0060A1000C | 3959.722 | COND UNIT 5 TON HP SP 20 SERIES 230 1PH
4A7A4018B1000A | 831.579 | 1.5 TON CONDENSING UNIT 14 SERIES 230 1P
4A7A4018L1000A | 1331 | COND UNIT 1.5 TON 14 SERIES 230 1PH R410
4A7A4025L1000 1925376SAF | 502.941 | COND UNIT 2 TON 14 SERIES 230 DAMAGED
4A7A4025L1000 200241PGAF | 502.941 | COND UNIT 2 TON 14 SERIES 230 DAMAGED
4A7A4025L1000 21064UMRAF | 518.824 | COND UNIT 2 TON 14 SERIES 230 DAMAGED
4A7A4025L1000B | 1451 | COND UNIT 2 TON 14 SERIES 230 R410A
4A7A4025L1000B 22017P143F | 352.941 | COND UNIT 2 TON 14 SERIES 230 DAMAGED
4A7A4030L1000A | 2833.4 | A/C UNIT
4A7A4031L1000 15044UP8AF | 24.753 | COND UNIT 2.5 TON 14 SERIES 230 R410A
4A7A4031L1000 1506440RAF | 417.647 | COND UNIT 2.5 TON 14 SERIES 230 R410A
4A7A4031L1000 170925X4AF | 417.647 | COND UNIT 2.5 TON 14 SERIES 230 R410A
4A7A4031L1000 17185R7YAF | 391.176 | COND UNIT 2.5 TON 14 SERIES 230 R410A
4A7A4031L1000 17343N41AF | 417.647 | COND UNIT 2.5 TON 14 SERIES 230 R410A
4A7A4031L1000 19232L8AAF | 651.035 | COND UNIT 2.5 TON 14 SERIES 230 DAMAGED
4A7A4031L1000 19232MJSAF | 441.86 | COND UNIT 2.5 TON 14 SERIES 230 DAMAGED
4A7A4031L1000 19453189AF | 498.824 | COND UNIT 2.5 TON 14 SERIES 230 DAMAGED
4A7A4031L1000 19455YE2AF | 498.824 | COND UNIT 2.5 TON 14 SERIES 230 DAMAGED
4A7A4031L1000 21014W6E3F | 1062.353 | COND UNIT 2.5 TON 14 SERIES 230 DAMAGED
4A7A4031L1000A | 1542 | COND UNIT 2.5 TON 14 SERIES 230 R410A
4A7A4031L1000B | 1542 | COND UNIT 2.5 TON 14 SERIES 230 R410A
4A7A4037L1000 150650DLAF | 335.294 | COND UNIT 3 TON 14 SERIES 230 R410A
4A7A4037L1000 16075739AF | 459.412 | COND UNIT 3 TON 14 SERIES 230 R410A
4A7A4037L1000 16414SPH3F | 335.294 | COND UNIT 3 TON 14 SERIES 230 R410A
4A7A4037L1000 16465JLK3F | 335.294 | COND UNIT 3 TON 14 SERIES 230 R410A
4A7A4037L1000 1707573G3F | 391.176 | COND UNIT 3 TON 14 SERIES 230 R410A
4A7A4037L1000 17111K1F3F | 335.294 | COND UNIT 3 TON 14 SERIES 230 R410A
4A7A4037L1000 173324L53F | 459.412 | COND UNIT 3 TON 14 SERIES 230 R410A
4A7A4037L1000 18013L7C3F | 520.588 | COND UNIT 3 TON 14 SERIES 230 DAMAGED
4A7A4037L1000 180511GD3F | 459.412 | COND UNIT 3 TON 14 SERIES 230 R410A
4A7A4037L1000 180511HL3F | 459.412 | COND UNIT 3 TON 14 SERIES 230 R410A
4A7A4037L1000 1817438T3F | 391.176 | COND UNIT 3 TON 14 SERIES 230 R410A
4A7A4037L1000 182027PG3F | 391.176 | COND UNIT 3 TON 14 SERIES 230 R410A
4A7A4037L1000 19295PPD3F | 520.588 | COND UNIT 3 TON 14 SERIES 230 DAMAGED
4A7A4037L1000 19354K083F | 546.471 | COND UNIT 3 TON 14 SERIES 230 DAMAGED
4A7A4037L1000 19475W643F | 495.353 | COND UNIT 3 TON 14 SERIES 230 DAMAGED
4A7A4037L1000 19475X7Y3F | 546.471 | COND UNIT 3 TON 14 SERIES 230 DAMAGED
4A7A4037L1000 20263LYA3F | 1092.941 | COND UNIT 3 TON 14 SERIES 230 DAMAGED
4A7A4037L1000 20265CE93F | 726.471 | COND UNIT 3 TON 14 SERIES 230 DAMAGED
4A7A4037L1000 20272X833F | 635.882 | COND UNIT 3 TON 14 SERIES 230 DAMAGED
4A7A4037L1000 203728B73F | 801.918 | COND UNIT 3 TON 14 SERIES 230 DAMAGED
4A7A4037L1000 203728P43F | 635.882 | COND UNIT 3 TON 14 SERIES 230 DAMAGED
4A7A4037L1000 204260273F | 581.765 | COND UNIT 3 TON 14 SERIES 230 DAMAGED
4A7A4037L1000 204261DW3F | 581.765 | COND UNIT 3 TON 14 SERIES 230 DAMAGED
4A7A4037L1000 20504SYY3F | 635.882 | COND UNIT 3 TON 14 SERIES 230 DAMAGED
4A7A4037L1000 20504TDT3F | 635.882 | COND UNIT 3 TON 14 SERIES 230 DAMAGED
4A7A4037L1000 21092ADF3F | 635.882 | COND UNIT 3 TON 14 SERIES 230 DAMAGED
4A7A4037L1000 21351SY53F | 1271.765 | COND UNIT 3 TON 14 SERIES 230 DAMAGED
4A7A4037L1000 21447RW23F | 1117.647 | COND UNIT 3 TON 14 SERIES 230 DAMAGED
4A7A4037L1000A | 1721 | COND UNIT 3 TON 14 SERIES 230 R410A
4A7A4037L1000A 20373AFN3F | 690 | chipped base pan Damaged
4A7A4037L1000A 20504ND53F | 690 | dented corner panel Damaged
4A7A4037L1000AA 21173BTM3F | 1380 | SEVERE CORNER PANEL/COIL DAMAGE DAMAGED
4A7A4037L1000B | 1721 | COND UNIT 3 TON 14 SERIES 230 R410A
4A7A4037L1000B 21505XBP3F | 1380 | Installed1monthCoilRestriction DAMAGED
4A7A4043L1000 16101X8M3F | 797.176 | COND UNIT 3.5 TON 14 SERIES 230 R410A
4A7A4043L1000 16401PUJ3F | 391.176 | COND UNIT 3.5 TON 14 SERIES 230 R410A
4A7A4043L1000 18042HE53F | 391.176 | COND UNIT 3.5 TON 14 SERIES 230 R410A
4A7A4043L1000 181912XR3F | 391.176 | COND UNIT 3.5 TON 14 SERIES 230 R410A
4A7A4043L1000 20074J373F | 614.118 | COND UNIT 3.5 TON 14 SERIES 230 DAMAGED
4A7A4043L1000 20274TJF3F | 614.118 | COND UNIT 3.5 TON 14 SERIES 230 DAMAGED
4A7A4043L1000 211221R13F | 685.294 | COND UNIT 3.5 TON 14 SERIES 230 DAMAGED
4A7A4043L1000A | 1962 | COND UNIT 3.5 TON 14 SERIES 230 R410A
4A7A4043L1000A 204445D33F | 707.471 | INSTALLED.FLAT AT INSTALL DAMAGED
4A7A4048L1000 150645XG3F | 335.294 | COND UNIT 4 TON 14 SERIES 230 R410A
4A7A4048L1000 151037WK3F | 335.294 | COND UNIT 4 TON 14 SERIES 230 R410A
4A7A4048L1000 17492S1P3F | 540.588 | COND UNIT 4 TON 14 SERIES 230 R410A
4A7A4048L1000 19171NBC5F | 646.471 | COND UNIT 4 TON 14 SERIES 230 DAMAGED
4A7A4048L1000 19373M4PBF | 618.235 | COND UNIT 4 TON 14 SERIES 230 DAMAGED
4A7A4048L1000 19373NN8BF | 646.471 | COND UNIT 4 TON 14 SERIES 230 DAMAGED
4A7A4048L1000 200536XC3F | 618.235 | COND UNIT 4 TON 14 SERIES 230 DAMAGED
4A7A4048L1000 20223LXJ3F | 618.235 | COND UNIT 4 TON 14 SERIES 230 DAMAGED
4A7A4048L1000 20342NUU3F | 618.235 | COND UNIT 4 TON 14 SERIES 230 DAMAGED
4A7A4048L1000 21011MDT3F | 1145.588 | COND UNIT 4 TON 14 SERIES 230 DAMAGED
4A7A4048L1000 21013ME3F | 1422.353 | COND UNIT 4 TON 14 SERIES 230 DAMAGED
4A7A4048L1000 21014TG83F | 447.059 | COND UNIT 4 TON 14 SERIES 230 DAMAGED
4A7A4048L1000 21022YCE3F | 1145.588 | COND UNIT 4 TON 14 SERIES 230 DAMAGED
4A7A4048L1000 21204ASS3F | 894.118 | COND UNIT 4 TON 14 SERIES 230 DAMAGED
4A7A4048L1000 2140217H3F | 711.176 | COND UNIT 4 TON 14 SERIES 230 DAMAGED
4A7A4048L1000A | 2034 | COND UNIT 4 TON 14 SERIES 230 R410A
4A7A4048L1000A 2121468M3F | 771.765 | LEAK AT DEFECTIVE FACTORY WELD DAMAGED
4A7A4060A3000A | 5549.31 | 5 ton, AC Condesner, 208/230-3
4A7A4060L1000 18461JTU5F | 753.529 | COND UNIT 5 TON 14 SERIES 230 R410A
4A7A4060L1000 20031PDP5F | 511.612 | COND UNIT 5 TON 14 SERIES 230 DAMAGED
4A7A4060L1000 20094J0N5F | 708.235 | COND UNIT 5 TON 14 SERIES 230 DAMAGED
4A7A4060L1000 20194KF75F | 708.235 | COND UNIT 5 TON 14 SERIES 230 DAMAGED
4A7A4060L1000 202112FK5F | 558.824 | COND UNIT 5 TON 14 SERIES 230 DAMAGED
4A7A4060L1000 211118CJ5F | 811.176 | COND UNIT 5 TON 14 SERIES 230 DAMAGED
4A7A4060L1000A | 2178.333 | COND UNIT 5 TON 14 SERIES 230 R410A
4A7A4060L1000B | 2284 | COND UNIT 5 TON 14 SERIES 230 R410A
4A7A4060L1000B 2149273P5F | 880.588 | COND UNIT 5 TON 14 SERIES 230 DAMAGED
4A7A6018J1000A | 2929.5 | Silver 16 410A S/C
4A7A6024C1000 935SKN11F | 415.625 | 2 TON CONDENSING UNIT 16 SERIES 230 R410
4A7A6024C1000A | 1552.632 | 2 TON CONDENSING UNIT 16 SERIES 230 R410
4A7A6024C1000B | 1552.632 | 2 TON CONDENSING UNIT 16 SERIES 230 R410
4A7A6024J1000B | 1717 | COND UNIT 2.0 TON 16 SERIES 230 1R 410A
4A7A6030H1000A | 1534.426 | COND UNIT 2.5 TON 16 SERIES 230 1PH R410
4A7A6030J1000 201014YN5F | 950 | COND UNIT 2.5 TON 16 SERIES 230 1PH DAMA
4A7A6030J1000A | 1809 | COND UNIT 2.5 TON 16 SERIES 230 1PH R410
4A7A6030J1000B | 1809 | COND UNIT 2.5 TON 16 SERIES 230 1PH R410
4A7A6036J1000 190547465F | 723.75 | COND UNIT 3.0 TON 16 SERIES 230 1PH DAMA
4A7A6036J1000 19211UB65F | 415.625 | COND UNIT 3.0 TON 16 SERIES 230 1PH DAMA
4A7A6036J1000 192614GK5F | 415.625 | COND UNIT 3.0 TON 16 SERIES 230 1PH DAMA
4A7A6036J1000 21064TA55F | 593.75 | COND UNIT 3.0 TON 16 SERIES 230 1PH DAMA
4A7A6036J1000A | 1932 | COND UNIT 3.0 TON 16 SERIES 230 1PH R410
4A7A6036J1000A 21093BT95F | 775 | COND UNIT 3.0 TON 16 SERIES 230 DAMAGED
4A7A6042J1000 16346TH01F | 415.625 | COND UNIT 3.5 TON 16 SERIES 230 1PH R410
4A7A6042J1000 17054JMH5F | 713.75 | COND UNIT 3.5 TON 16 SERIES 230 1PH R410
4A7A6042J1000 19153YCW1F | 780 | COND UNIT 3.5 TON 16 SERIES 230 1PH DAMA
4A7A6042J1000 21104ML45F | 593.75 | COND UNIT 3.5 TON 16 SERIES 230 1PH DAMA
4A7A6042J1000A | 2102 | COND UNIT 3.5 TON 16 SERIES 230 1PH R410
4A7A6048A1000A | 5973.7 | COND UNIT SIDE 4 TON 16 SERIES 230 R410A
4A7A6049J1000 184857NB2F | 415.625 | COND UNIT 4.0 TON 16 SERIES 230 1PH R410
4A7A6049J1000 1903372H2F | 415.625 | COND UNIT 4.0 TON 16 SERIES 230 1PH DAMA
4A7A6049J1000 191011XW2F | 415.625 | COND UNIT 4.0 TON 16 SERIES 230 1PH DAMA
4A7A6049J1000 20214KN72F | 870.625 | COND UNIT 4.0 TON 16 SERIES 230 1PH DAMA
4A7A6049J1000 20214KRE2F | 453.35 | COND UNIT 4.0 TON 16 SERIES 230 1PH DAMA
4A7A6049J1000 2042267D2F | 838.75 | COND UNIT 4.0 TON 16 SERIES 230 1PH DAMA
4A7A6049J1000 21177CWK5F | 860 | COND UNIT 4.0 TON 16 SERIES 230 1PH DAMA
4A7A6049J1000 21281RXW5F | 907.5 | COND UNIT 4.0 TON 16 SERIES 230 1PH DAMA
4A7A6049J1000A | 2454 | COND UNIT 4.0 TON 16 SERIES 230 1PH R410
4A7A6049J1000A 21177CWK5F | 985 | SEVERE TOP AND SIDE PANEL DAMAGE
4A7A6049J1000A 211866UD5F | 985 | SEVERE TOP AND SIDE PANEL DAMAGE
4A7A6049J1000A 22075U4U5F | 985 | COND UNIT 4.0 TON 16 SERIES 230 DAMAGED
4A7A6060C1000A 9105K4R1F | 1270 | COND UNIT 5 TON 16 SERIES 230 R410A
4A7A6061J1000 16151W1C2F | 445.313 | COND UNIT 5.0 TON 16 SERIES 230 1PH R410
4A7A6061J1000 18491R052F | 985 | COND UNIT 5.0 TON 16 SERIES 230 1PH R410
4A7A6061J1000 191911052F | 1043.125 | COND UNIT 5.0 TON 16 SERIES 230 1PH DAMA
4A7A6061J1000 20042WRL2F | 938.75 | COND UNIT 5.0 TON 16 SERIES 230 1PH DAMA
4A7A6061J1000 20084KHR2F | 415.625 | COND UNIT 5.0 TON 16 SERIES 230 1PH DAMA
4A7A6061J1000 21335FT95F | 1066.25 | COND UNIT 5.0 TON 16 SERIES 230 1PH DAMA
4A7A6061J1000A | 2567.521 | COND UNIT 5.0 TON 16 SERIES 230 1PH R410
4A7A6061J1000B | 2884 | COND UNIT 5.0 TON 16 SERIES 230 1PH R410
4A7A7024A1000 202050T62F | 708.988 | COND UNIT 2 TON 17 SERIES 230 DAMAGED
4A7A7024A1000B | 2632.432 | COND UNIT 2 TON 17 SERIES 230 R410A
4A7A7024A1000C | 2384 | COND UNIT 2 TON 17 SERIES 230 R410A
4A7A7036A1000 18175KSW2F | 1009.375 | COND UNIT 3 TON 17 SERIES 230 R410A
4A7A7036A1000 19092T0L2F | 445.313 | COND UNIT 3 TON 17 SERIES 230 DAMAGED
4A7A7036A1000 19255X462F | 445.313 | COND UNIT 3 TON 17 SERIES 230 DAMAGED
4A7A7036A1000A | 2461.667 | COND UNIT 3 TON 17 SERIES 230 R410A
4A7A7036A1000B | 4470.2 | COND UNIT 3 TON 17 SERIES 230 R410A
4A7A7036A1000C | 2804 | COND UNIT 3 TON 17 SERIES 230 R410A
4A7A7036A1000C 2146206F5F | 2158.75 | SEVERE BOTTOM/FRONT PAN CRUSHED DAMAGED
4A7A7048A1000 141421GB2F | 1207.5 | COND UNIT 4 TON 16 SERIES 230 R410A
4A7A7048A1000 14335MTT2F | 1207.5 | COND UNIT 4 TON 17 SERIES 230 R410A
4A7A7048A1000 16082K4F2F | 1207.5 | COND UNIT 4 TON 17 SERIES 230 R410A
4A7A7048A1000 17095YCP2F | 445.313 | COND UNIT 4 TON 17 SERIES 230 R410A
4A7A7048A1000B | 2757.252 | COND UNIT 4 TON 17 SERIES 230 R410A
4a7a7048b1000 19063nas2f | 445.313 | COND UNIT 4 TON 17 SERIES 230 R410A
4A7A7048B1000 19063NE22F | 445.313 | COND UNIT 4 TON 17 SERIES 230 DAMAGED
4A7A7048B1000 19175TN22F | 445.313 | COND UNIT 4 TON 17 SERIES 230 DAMAGED
4A7A7048B1000 19175TXJ2F | 1153.75 | COND UNIT 4 TON 17 SERIES 230 DAMAGED
4A7A7048B1000 19212J3N2F | 445.313 | COND UNIT 4 TON 17 SERIES 230 DAMAGED
4A7A7048B1000 19494XKT2F | 1370.375 | COND UNIT 4 TON 17 SERIES 230 DAMAGED
4A7A7048B1000 20101TDM2F | 1038.125 | COND UNIT 4 TON 17 SERIES 230 DAMAGED
4A7A7048B1000 201210E92F | 1038.125 | COND UNIT 4 TON 17 SERIES 230 DAMAGED
4A7A7048B1000 20211RDG2F | 2076.25 | COND UNIT 4 TON 17 SERIES 230 DAMAGED
4A7A7048B1000 20215UN32F | 445.313 | COND UNIT 4 TON 17 SERIES 230 DAMAGED
4A7A7048B1000 202854NX2F | 1038.125 | COND UNIT 4 TON 17 SERIES 230 R410A
4A7A7048B1000 204418182F | 1148.125 | COND UNIT 4 TON 17 SERIES 230 DAMAGED
4A7A7048B1000 211231M15F | 125 | COND UNIT 4 TON 17 SERIES 230 DAMAGED
4A7A7048B1000 21264RFW5F | 1148.125 | COND UNIT 4 TON 17 SERIES 230 DAMAGED
4A7A7048B1000 21337GRU5F | 1148.125 | COND UNIT 4 TON 17 SERIES 230 DAMAGED
4A7A7048B1000A | 3237 | COND UNIT 4 TON 17 SERIES 230 R410A
4A7A7060A1000 19161UG22F | 445.313 | COND UNIT 5 TON 17 SERIES 230 DAMAGED
4A7A7060A1000 20053K252F | 445.313 | COND UNIT 5 TON 17 SERIES 230 DAMAGED
4A7A7060A1000 204612TM2F | 445.313 | COND UNIT 5 TON 17 SERIES 230 DAMAGED
4A7A7060A1000 210631L02F | 2602.5 | COND UNIT 5 TON 17 SERIES 230 DAMAGED
4A7A7060A1000A | 1697.71 | COND UNIT 5 TON 17 SERIES 230 R410A
4A7A7060A1000B | 3669 | COND UNIT 5 TON 17 SERIES 230 R410A
4A7B4030E1000A | 2765.2 | 2.5 TON CONDENSING UNIT 14 SERIES 230 R4
4A7B4042E1000A | 2449 | 3.5 TON CONDENSING UNIT 14 SERIES 230 R4
4A7C3036B3000B | 1637.5 | COND UNIT 3 TON 13 SERIES 230 3PH R410A
4A7C3048D3000D | 1670 | COND UNIT 4 TON 13 SERIES 230 3PH R410A
4A7C3060D3000 20284MF85F | 1895.65 | COND UNIT 5 TON 13 SERIES 230 3PH R410A
4A7C3060D3000D | 1958.75 | COND UNIT 5 TON 13 SERIES 230 3PH R410A
4A7C4036A3000A | 3943.2 | 3T STRAIGHT COOL COND 230 3/0
4A7C4042A3000A | 4383.4 | AM STD 3.5 TON AC COND 230V3PH
4A7C4042A4000A | 4519.8 | 3.5T SPL COOLING 3PHS 460V
4A7C4048A3000A | 2277.372 | COND UNIT 4 TON 14 SERIES 230 R410A
4A7C4048A4000A | 4978.6 | AM STD 4 TON AC COND 14 SERIES R410A 460
4A7C4060A3000AA | 4885.6 | CONDENSER 230V 3PH
4A7C4060A4000A | 0 | AM STD 14 SERIES 5 TON AC COND 460V 3PH
4A7C7048A3000A | 9157.4 | 4 TON 2-STG SPLIT A/C 230 3/0 R410A COND
4A7C7060A3000A | 9792.9 | 5 TON 230V 3PHASE R410 2-STG SPLIT AC
4A7L6030A1000A | 5381.6 | 2.5 TON, AC COND, SIDE DISCH, 208-230/1
4A7L6036A1000A | 5707.1 | 3 TON, AC COND, SIDE DISCH, 208-230/1
4A7L6042A1000A | 6206.2 | 3.5 TON, AC CONDESNER, SIDE DISCH, 230/1
4A7V0024A1000B | 4367 | COND UNIT 2 TON 20 SERIES 230 1PH R410A
4A7V0036B1000 20454NSG1F | 415.625 | COND UNIT 3 TON 20 SERIES 230 1PH DAMAGE
4A7V0036B1000B | 5793 | COND UNIT 3 TON 20 SERIES 230 1PH R410A
4A7V0048A1000 14271M3W1F | 1593.75 | COND UNIT 4 TON 20 SERIES 230 1PH R410A
4A7V0048A1000B | 5222 | COND UNIT 4 TON 20 SERIES 230 1PH R410A
4A7V0060A1000 152013D71F | 3259.688 | COND UNIT 5 TON 20 SERIES 230 1PH DAMAGE
4A7V0060A1000 15424J1X1F | 1768.75 | COND UNIT 5 TON 20 SERIES 230 1PH R410A
4A7V0060A1000B | 5655 | COND UNIT 5 TON 20 SERIES 230 1PH R410A
4A7V8024A1000B | 3504 | COND UNIT 2 TON 18 SERIES 230 1PH R410A
4A7V8036A1000 16392HX61F | 415.625 | COND UNIT 3 TON 18 SERIES 230 1PH R410A
4A7V8036A1000 17492RTJ1F | 1176.25 | COND UNIT 3 TON 18 SERIES 230 1PH R410A
4A7V8036A1000 18372PPP1F | 1286.25 | COND UNIT 3 TON 18 SERIES 230 1PH R410A
4A7V8036A1000 21244A3A1F | 1285.475 | COND UNIT 3 TON 18 SERIES 230 1PH DAMAGE
4A7V8036A1000B | 3934 | COND UNIT 3 TON 18 SERIES 230 1PH R410A
4A7V8048A1000 18175SU11F | 1361.25 | COND UNIT 4 TON 18 SERIES 230 1PH R410A
4A7V8048A1000 1906221P1F | 1318.125 | COND UNIT 4 TON 18 SERIES 230 1PH DAMAGE
4A7V8048A1000 19135KJ31F | 1441.25 | COND UNIT 4 TON 18 SERIES 230 1PH R410A
4A7V8048A1000 20131U3G1F | 1331.25 | COND UNIT 4 TON 18 SERIES 230 1PH DAMAGE
4A7V8048A1000B | 4366 | COND UNIT 4 TON 18 SERIES 230 1PH R410A
4A7V8060A1000 16513KEG1F | 415.625 | COND UNIT 5 TON 18 SERIES 230 1PH R410A
4A7V8060A1000 19161S7R1F | 1448.75 | COND UNIT 5 TON 18 SERIES 230 1PH DAMAGE
4A7V8060A1000B | 4793 | COND UNIT 5 TON 18 SERIES 230 1PH R410A
4A7V8X60A1000A | 9498.4 | COND UNIT 5 TON 18 SERIES 230 1PH R410A
4A7Z0024A1000C | 2654.167 | COND UNIT 2 TON 20 SERIES 230 1PH R410A
4A7Z0036B1000A | 2884.722 | COND UNIT 3 TON 20 SERIES 230 1PH R410A
4A7Z0048B1000A | 3056.944 | COND UNIT 4-TON 20 SERIES 230 1PH R410A
4AYTXVH3G4248A | 122.034 | TXV R410A CONV KIT COIL TO 4GXC & 4MXC
4AYTXVH3G6000A | 113.559 | TXV R410A CONV KIT COIL TO 4GXC & 4MXC
4DCY4024D1060A | 10394.3 | 2 TON, PKG DUAL FUEL, 230/1
4DCY4036C1070A | 11417.3 | 3 TON, DUAL FUEL, PKG UNIT, 1PH
4DCY4060C1115A | 14942 | PKG DUAL FUEL, 4 TON 14 SEER 230/1
4DCZ6036C1070A | 7259.322 | PKG DUAL FUEL CNV 3 TON 16 SERIES 230 1P
4DCZ6048C1090A | 8189.831 | PKG DUAL FUEL CNV 4 TON 16 SERIES 230 1P
4DCZ6060C1115A | 9118.644 | PKG DUAL FUEL CNV 5 TON 15 SERIES 230 1P
4MXCA001AC6HCA | 484.615 | COIL 24000 BTU CASED HP R410A VAR SPD UD
4MXCA003AC6HCA | 504 | COIL 24000 BTU CASED HP R410A VAR SPD UD
4MXCB002AC6HCA | 498.462 | COIL 31000 BTU CASED HP R410A VAR SPD UD
4MXCB004AC6HC 205160089M | 279.412 | COIL 36000 BTU CASED HP R410A VAR SPD DA
4MXCB004AC6HC 205160114M | 321.176 | COIL 36000 BTU CASED HP R410A VAR SPD DA
4MXCB004AC6HCA | 498 | COIL 36000 BTU CASED HP R410A VAR SPD UD
4MXCB006AC6HC 202820116M | 180.588 | COIL 48000 BTU CASED HP R410A VAR SPD DA
4MXCB006AC6HC 205160206M | 223.529 | COIL 48000 BTU CASED HP R410A VAR SPD DA
4MXCB006AC6HCA | 559 | COIL 48000 BTU CASED HP R410A VAR SPD UD
4MXCC005AC6HCA | 543.077 | COIL 42000 BTU CASED HP R410A VAR SPD UD
4MXCC007AC6HCA | 576 | COIL 47000 BTU CASED HP R410A VAR SPD UD
4MXCC009AC6HC 205051813M | 447.059 | COIL 60000 BTU CASED HP R410A VAR SPD DA
4MXCC009AC6HC 210340359M | 223.529 | COIL 60000 BTU CASED HP R410A VAR SPD DA
4MXCC009AC6HCA | 694 | COIL 60000 BTU CASED HP R410A VAR SPD UD
4MXCD010AC6HCA | 726 | COIL 60000 BTU CASED HP R410A VAR SPD UD
4NXCC008AS3HRA | 1348.5 | AM STD
4NXCD063BC3HCA | 408.065 | COIL 60000 BTU CASED HP R410A VAR SPD U
4PXCBD24AC3HDA | 353.226 | COIL 24000 BTU CASED HP R410A VAR SPD D
4PXCBD30AC3HDA | 358.065 | COIL 31000 BTU CASED HP R410A VAR SPD D
4PXCBD36BS3HDA | 621.138 | COIL 36000 BTU CASED HP R410A VAR SPD D
4PXCBD42AC3HDA | 546.774 | COIL 42000 BTU CASED HP R410A VAR SPD D
4PXCBD42BS3HDA | 682.258 | COIL 42000 BTU CASED HP R410A VAR SPD D
4PXCBD48AC3HDA | 648.387 | COIL 47000 BTU CASED HP R410A VAR SPD D
4PXCBD48BS3HDA | 719.355 | COIL 47000 BTU CASED HP R410A VAR SPD D
4PXCBU24BS3HAA | 561.29 | COIL 24000 BTU CASED HP R410A VAR SPD U
4PXCBU30BS3HAA | 569.355 | COIL 31000 BTU CASED HP R410A VAR SPD U
4PXCBU42BS3HAA | 650 | COIL 42000 BTU CASED HP R410A VAR SPD U
4PXCBU48AC3HAA | 387.097 | COIL 47000 BTU CASED HP R410A VAR SPD U
4PXCBU48BS3HAA | 651.908 | COIL 47000 BTU CASED HP R410A VAR SPD U
4PXCBU48BS3HAA 18311THN5G | 266.875 | COIL 47000 BTU CASED HP R410A VAR DAMAGE
4PXCCD60BS3HD 16181LN9CG | 381 | COIL 60000 BTU CASED HP R410A VAR SPD D
4PXCCD60BS3HDA | 829.032 | COIL 60000 BTU CASED HP R410A VAR SPD D
4PXCCU60BS3HAA | 798.387 | COIL 60000 BTU CASED HP R410A VAR SPD U
4PXFH007AC3HHA | 1323.7 | CASED FLAT COIL
4TCC4030A1000A | 7446.2 | 2.5 TON, PKG AC, STD EFF, 208-230/1
4TCC4036A1000A | 3863.566 | PKG AC UNIT 3 TON 14 SERIES 230 1PH R410
4TCC4048A1000A | 4319.38 | 4 TON PKG AC UNIT 14 SERIES 230 1PH R410
4TCC4060A1000A | 9560.4 | 5 TON, PKG A/C, 230/1
4TCY4060A3000B | 9650.3 | 5T CONV STR COOL 230 3PH RESID
4TCY5024A1000A | 7303.6 | 2 ton st cool unit
4TCY5036A1000A | 4478.333 | PKG AC UNIT 3 TON 14 SERIES 230 1PH R410
4TCY5048A1000A | 9210.1 | 4TN 15SR COOLING PACK
4TEE3C01A1000A | 1256.364 | COMMUNICAT VS AIR HANDLR R410A 230 1PH
4TEE3C03A1000A | 973.684 | COMMUNICAT VS AIR HANDLR R410A 230 1PH
4TEE3C07A1000A | 907.368 | COMMUNICAT VS AIR HANDLER R410A 230 1PH
4TTA3036B3000A | 1590 | COND UNIT 3 TON 13 SERIES 230 3PH R410A
4TTA3048D3000C | 1381.707 | COND UNIT 4 TON 13 SERIES 230 3PH R410A
4TTB3018H1000 143347UB3F | 339.412 | COND UNIT 1.5 TON 13 SERIES 230 1PH R410
4TTB4060E1000 122421FE2F | 635.882 | COND UNIT 5.0 TON 14 SERIES 230 1PH R410
4TTB6024A1000 13302LXK5F | 576.471 | COND UNIT 2.0 TON 14 SERIES 230 1R410A
4TTB6030A1000A | 385.439 | COND UNIT 2.5 TON 14 SERIES 230 1PH R410
4TTB6061A1000 13473KCU2F | 981.765 | COND UNIT 5.0 TON 14 SERIES 230 1PH R410
4TTB6061A1000 14261UDA2F | 982.353 | COND UNIT 5.0 TON 14 SERIES 230 1PH R410
4TTB6061A1000 14441T0S2F | 981.765 | COND UNIT 5.0 TON 14 SERIES 230 1PH R410
4TWA3030A3000C | 1295.122 | COND UNIT 2.5 TON HP SP 13 SERIES 230 3P
4TWA3048B3000B | 1700 | COND UNIT 4 TON HP SP 13 SERIES 230 3PH
4TWA3048B4000B | 1700 | COND UNIT 4 TON HP SP 13 SERIES 460 3PH
4TWA3060B4000A | 1925.61 | COND UNIT 5 TON HP SP 13 SERIES 460 3PH
4TWB4036G1000 14492UU52F | 680 | COND UNIT 3 TON HP SPLIT 14 SERIE 230 R4
4TWX8060A1000E | 3614.737 | 5 TON HEAT PUMP CONDENSOR
4TXCA002DS3HCA | 583 | COIL 24000 BTU CASED HP R410A VAR SPD U
4TXCB003DS3HC 174840RL5G | 185 | COIL 30000 BTU CASED R410A VAR SPD U D L
4TXCB003DS3HCA | 594 | COIL 30000 BTU CASED R410A VAR SPD U D L
4TXCB004DS3HC 190345WG5G | 185 | COIL 36000 BTU CASED R410A VAR SPD U D L
4TXCB004DS3HC 20233PPS5G | 199.375 | COIL 36000 BTU CASED R410A VAR SPD DAMAG
4TXCB004DS3HC 2045517BXG | 440.563 | COIL 36000 BTU CASED R410A VAR SPD DAMAG
4TXCB004DS3HC 20512J2FXG | 301.625 | COIL 36000 BTU CASED R410A VAR SPD DAMAG
4TXCB004DS3HC 2124B1GCV | 231.875 | COIL 36000 BTU CASED R410A VAR SPD DAMAG
4TXCB004DS3HCA | 783.636 | COIL 36000 BTU CASED R410A VAR SPD U D L
4TXCB004DS3HCB | 614 | COIL 36000 BTU CASED R410A VAR SPD U D L
4TXCB004DS3HCB 21402KB7CV | 251.875 | LARGE DENT LOCATED ON SIDE DAMAGED
4TXCB006DS3HC 213242BG5G | 268.125 | COIL 48000 BTU CASED R410A VAR SPD U D L
4TXCB006DS3HCA | 711 | COIL 48000 BTU CASED R410A VAR SPD U D L
4TXCB006DS3HCA 21251WTF5G | 291.25 | COIL 48000 BTU CASED R410A VAR SPD DAMAG
4TXCB006DS3HCA 21324NJ85G | 291.25 | DENTED TOP/LEFT CORNER
4TXCC005DS3HC 173926D35G | 118.75 | COIL 36000 BTU CASED R410A VAR SPD DAMAG
4TXCC005DS3HC 182355655G | 118.75 | COIL 36000 BTU CASED R410A VAR SPD U D L
4TXCC005DS3HCA | 651 | COIL 36000 BTU CASED R410A VAR SPD U D L
4TXCC007CC3HCB | 85.484 | COIL CASED AC R410A R410A VAR SPD U D L
4TXCC007DS3HC 173726KL5G | 118.75 | COIL 48000 BTU CASED R410A VAR SPD DAMAG
4TXCC007DS3HC 210813YM5G | 118.75 | COIL 48000 BTU CASED R410A VAR SPD DAMAG
4TXCC007DS3HC 21291N565G | 271.25 | COIL 48000 BTU CASED R410A VAR SPD DAMAG
4TXCC007DS3HCA | 717 | COIL 48000 BTU CASED R410A VAR SPD U D L
4TXCC009DS3HC 20045S5ACG | 306.875 | COIL CASED AC R410A R410A VAR SPD U DAMA
4TXCC009DS3HC 2020227HCG | 205.763 | COIL CASED AC R410A R410A VAR SPD U DAMA
4TXCC009DS3HC 20231TFHCG | 475 | COIL CASED AC R410A R410A VAR SPD U DAMA
4TXCC009DS3HC 20435155CG | 339.038 | COIL CASED AC R410A R410A VAR SPD U DAMA
4TXCC009DS3HC 21013YETCG | 278.75 | COIL CASED AC R410A R410A VAR SPD U DAMA
4TXCC009DS3HC 21162SDKCG | 475 | COIL CASED AC R410A R410A VAR SPD U DAMA
4TXCC009DS3HCA | 813 | COIL CASED AC R410A R410A VAR SPD U D L
4TXCC009DS3HCA 21181JD3CG | 333.125 | COIL CASED AC R410A R410A VAR SPD DAMAGE
4TXCC009DS3HCA 21193PK3CG | 333.125 | COIL CASED AC R410A R410A VAR SPD DAMAGE
4TXCC009DS3HCA 21193RA6CG | 333.125 | COIL CASED AC R410A R410A VAR SPD DAMAGE
4TXCC009DS3HCA 21273X0ECG | 333.125 | DENTED BOTTOM CORNERS DAMAGED
4TXCC009DS3HCA 21382PC7CG | 333.125 | LEAK IN COIL, BEN TUBING DAMAGED
4TXCC037BC3HCA | 228.306 | 37000 BTU HP CASED COIL VAR SPD U D L R4
4TXCD008DS3HCA | 802 | COIL 48000 BTU CASED USE WITH 4A7B4 4A7A
4TXCD010DS3HC 180312RMCG | 265 | COIL 60000 BTU CASED HP R410A VAR SPD U
4TXCD010DS3HC 21251J8XCG | 318.75 | COIL 60000 BTU CASED HP R410A VAR SPD DA
4TXCD010DS3HCA | 844 | COIL 60000 BTU CASED HP R410A VAR SPD U
4TXFH036CZ3HHB | 917.6 | AMERICAN STANDARD
4WCA4024A1000A | 2454 | PKG UNIT HP, 2.0 TON 14SEER 230 1PH
4WCA4030A1000 20423T80FV | 2405.6 | PKG UNIT HP, 2.5 TON 14SEER 230 1PH DAMA
4WCA4030A1000A | 2475 | PKG UNIT HP, 2.5 TON 14SEER 230 1PH
4WCA4036A1000A | 2689 | PKG UNIT HP, 3.0 TON 14SEER 230 1PH
4WCA4042A1000 21251JPMFV | 2983.75 | PKG UNIT HP, 3.5 TON 14SEER 230 1PH DAMA
4WCA4042A1000A | 2863 | PKG UNIT HP, 3.5 TON 14SEER 230 1PH
4WCA4042A1000A 21245M8PFV | 3237.95 | Leak at O/D coil header DAMAGED
4WCA4048A1000 20344SYXFV | 3171.3 | PKG UNIT HP, 4.0 TON 14SEER 230 1PH DAMA
4WCA4048A1000A | 3043 | PKG UNIT HP, 4.0 TON 14SEER 230 1PH
4WCA4060A1000A | 3399 | PKG UNIT HP, 5.0 TON 14SEER 230 1PH
4WCA4060A1000A 20396NMLFV | 3845.55 | Outdoor coil leak DAMAGED
4WCC3048A3000B | 2854.878 | PKG HEAT PUMP 4 TON 13 SERIES 230 3PH SX
4WCC4024A1000 204710870L | 1233.529 | PKG HEAT PUMP 2 TON 14 SERIES 230 1PH DA
4WCC4024A1000A | 3152 | PKG HEAT PUMP 2 TON 14 SERIES 230 1PH CN
4WCC4030A1000 191315872L | 1108.824 | PKG HEAT PUMP 2.5 TON 14 SERIES 230 1PH
4WCC4030A1000 203313937L | 1162.941 | PKG HEAT PUMP 2.5 TON 14 SERIES 230 1PH
4WCC4030A1000 204013827L | 1162.941 | PKG HEAT PUMP 2.5 TON 14 SERIES 230 1PH
4WCC4030A1000A | 3257 | PKG HEAT PUMP 2.5 TON 14 SERIES 230 1PH
4WCC4036A1000 190214929L | 391.176 | PKG HEAT PUMP 3 TON 14 SERIES 230 1PH DA
4WCC4036A1000 192512062L | 1900 | PKG HEAT PUMP 3 TON 14 SERIES 230 1PH DA
4WCC4036A1000 200411572L | 1154.118 | PKG HEAT PUMP 3 TON 14 SERIES 230 1PH DA
4WCC4036A1000 203213136L | 1208.235 | PKG HEAT PUMP 3 TON 14 SERIES 230 1PH DA
4WCC4036A1000A | 3372 | PKG HEAT PUMP 3 TON 14 SERIES 230 1PH CN
4WCC4036A1000A 213713594L | 1374.706 | FLAT AT START UP
4WCC4036A1000A 214310737L | 1447.059 | Restiction in heat and cool mode DAMAGED
4WCC4042A1000 183511396L | 1227.647 | PKG HEAT PUMP 3.5 TON 14 SERIES 230 1PH
4WCC4042A1000 212911695L | 1337.824 | PKG HEAT PUMP 3.5 TON 14 SERIES 230 1PH
4WCC4042A1000A | 3559 | PKG HEAT PUMP 3.5 TON 14 SERIES 230 1PH
4WCC4042A1000A 212111700L | 1451.824 | FLAT AT START UP DAMAGED
4WCC4048A1000 203311122L | 1290 | PKG HEAT PUMP 4 TON 14 SERIES 230 1PH DA
4WCC4048A1000 211813721L | 2794.118 | PKG HEAT PUMP 4 TON 14 SERIES 230 1PH DA
4WCC4048A1000 211814010L | 2794.118 | PKG HEAT PUMP 4 TON 14 SERIES 230 1PH DA
4WCC4048A1000 212111741L | 1483.529 | PKG HEAT PUMP 4 TON 14 SERIES 230 1PH DA
4WCC4048A1000 212411694L | 1483.529 | PKG HEAT PUMP 4 TON 14 SERIES 230 1PH DA
4WCC4048A1000A | 3751 | PKG HEAT PUMP 4 TON 14 SERIES 230 1PH CN
4WCC4048A1000A 214811786L | 3220 | Installed1MONTH.2DEFECTIVECOMPRESSOR DAM
4WCC4048A1000A 220910285L | 1610 | Installed, never ran/Unit in good shape
4WCC4060A1000 191012811L | 2123.529 | PKG HEAT PUMP 5 TON 14 SERIES 230 1PH DA
4WCC4060A1000 192411047L | 1479.412 | PKG HEAT PUMP 5 TON 14 SERIES 230 1PH DA
4WCC4060A1000 200713960L | 1425.294 | PKG HEAT PUMP 5 TON 14 SERIES 230 1PH CN
4WCC4060A1000 202110205L | 1632.353 | PKG HEAT PUMP 5 TON 14 SERIES 230 1PH DA
4WCC4060A1000 202315490L | 1479.412 | PKG HEAT PUMP 5 TON 14 SERIES 230 1PH DA
4WCC4060A1000 202510215L | 1229.412 | PKG HEAT PUMP 5 TON 14 SERIES 230 DAMAGE
4WCC4060A1000 202611327L | 1425.294 | PKG HEAT PUMP 5 TON 14 SERIES 230 1PH DA
4WCC4060A1000 203712541L | 1117.647 | PKG HEAT PUMP 5 TON 14 SERIES 230 1PH DA
4WCC4060A1000 212815065L | 1632.353 | PKG HEAT PUMP 5 TON 14 SERIES 230 1PH DA
4WCC4060A1000 212910100L | 1632.353 | PKG HEAT PUMP 5 TON 14 SERIES 230 1PH DA
4WCC4060A1000A | 4127 | PKG HEAT PUMP 5 TON 14 SERIES 230 1PH CN
4WCC4060A1000A 211714083L | 1771.176 | TOP CRUSHED DOWN INTO COND COIL DAMAGED
4WCX3018A1000A | 2162.393 | 1.5 TON PKG HEAT PUMP 13 SERIES 230 1PH
4WCY4024A1000B | 2530.667 | PKG HEAT PUMP 2 TON 14 SERIES 230 1PH SX
4WCY4036B3000A | 3231.25 | PKG HEAT PUMP 3 TON 14 SERIES 230 3PH SX
4WCY4036C1000A | 2769.333 | PKG HEAT PUMP 3 TON 14 SERIES 230 1PH SX
4WCY4042B1000A | 2892 | PKG HEAT PUMP 3.5 TON 14 SERIES 230 1PH
4WCY4048A3000 182710341L | 3636.3 | PKG HEAT PUMP 4 TON 14 SERIES 230 3PH SX
4WCY4048A3000C | 3590 | PKG HEAT PUMP 4 TON 14 SERIES 230 3PH SX
4WCY4048B1000B | 3137.333 | PKG HEAT PUMP 4 TON 14 SERIES 230 1PH SX
4WCY4060A3000 191212080L | 5301 | 5 TON PKG HEAT PUMP 14 SERIES 230 3PH DA
4WCY4060A3000 204810406L | 3791.3 | 5 TON PKG HEAT PUMP 14 SERIES 230 3PH DA
4WCY4060A3000C | 3943.75 | 5 TON PKG HEAT PUMP 14 SERIES 230 3PH SX
4WCY4060B1000C | 3425.333 | PKG HEAT PUMP 5 TON 14 SERIES 230 1PH CN
4WCY5024A1000 205112160L | 1391.875 | PKG HEAT PUMP 2 TON 15 SERIES 230 1PH DA
4WCY5024A1000A | 3589 | PKG HEAT PUMP 2 TON 15 SERIES 230 1PH SX
4WCY5030A1000 212614645L | 1480.625 | PKG HEAT PUMP 2.5 TON 15 SERIES 230 1PH
4WCY5030A1000A | 3816 | PKG HEAT PUMP 2.5 TON 15 SERIES 230 1PH
4WCY5036A1000 191711501L | 1440 | PKG HEAT PUMP 3 TON 15 SERIES 230 1PH SX
4WCY5036A1000A | 4047 | PKG HEAT PUMP 3 TON 15 SERIES 230 1PH SX
4WCY5036A1000A 211511414L | 1703.75 | Comp changed/Reversingvalvestuck DAMAGED
4WCY5042A1000 191111387L | 1515.625 | PKG HEAT PUMP 3.5 TON 15 SERIES 230 1PH
4WCY5042A1000 213714275L | 3343.75 | PKG HEAT PUMP 3.5 TON 15 SERIES 230 1PH
4WCY5042A1000A | 4309 | PKG HEAT PUMP 3.5 TON 15 SERIES 230 1PH
4WCY5048A1000A | 4576 | PKG HEAT PUMP 4 TON 15 SERIES 230 1PH SX
4WCY5060A1000 182514134L | 1821.875 | PKG HEAT PUMP 5 TON 15 SERIES 230 1PH CN
4WCY5060A1000 193810089L | 1738.75 | PKG HEAT PUMP 5 TON 15 SERIES 230 1PH CN
4WCY5060A1000 194013067L | 1738.75 | PKG HEAT PUMP 5 TON 15 SERIES 230 1PH CN
4WCY5060A1000 200910766L | 3477.5 | PKG HEAT PUMP 5 TON 15 SERIES 230 1PH DA
4WCY5060A1000 201010128L | 3477.5 | PKG HEAT PUMP 5 TON 15 SERIES 230 1PH DA
4WCY5060A1000 204513792L | 1979.375 | PKG HEAT PUMP 5 TON 15 SERIES 230 1PH DA
4WCY5060A1000 204614009L | 1793.75 | PKG HEAT PUMP 5 TON 15 SERIES 230 1PH DA
4WCY5060A1000 212712471L | 1979.375 | PKG HEAT PUMP 5 TON 15 SERIES 230 1PH DA
4WCY5060A1000 212911559L | 1979.375 | PKG HEAT PUMP 5 TON 15 SERIES 230 1PH DA
4WCY5060A1000A | 5102 | PKG HEAT PUMP 5 TON 15 SERIES 230 1PH CN
4WCY5060A1000A 201010128L | 2148.125 | TOP PANEL AND SIDE PANEL CRUSHED DAMAGED
4WCY5060A1000A 220512390L | 3971.25 | PKG HEAT PUMP 5 TON 15 SERIES 230 DAMAGE
4WCY5060A1000A 220610610L | 3971.25 | DAMAGED TOP CORNER/SIDE
4WCZ6024A1000 210810993L | 1435.625 | PKG HEAT PUMP, 2 TON 16 SERIES,230V, 1 D
4WCZ6024A1000A | 4098 | PKG HEAT PUMP, 2 TON 16 SERIES,230V, 1 P
4WCZ6036B1000A | 4629 | PKG HEAT PUMP 3 TON 16 SERIES 230 1PH SX
4WCZ6036B1000A 220715209L | 1857.5 | Installed,never ran/Unitgoodshape DAMAGE
4WCZ6036B3000A | 4260 | PKG HEAT PUMP 3 TON 16 SERIES 230 3PH SX
4WCZ6036B4000A | 4436.585 | PKG HEAT PUMP 3 TON 16 SERIES 460 3PH SX
4WCZ6048B1000 201210522L | 1866.25 | PKG HEAT PUMP 4 TON 16 SERIES 230 1PH DA
4WCZ6048B1000A | 5209 | PKG HEAT PUMP 4 TON 16 SERIES 230 1PH SX
4WCZ6048B3000A | 11705.6 | PKG HEAT PUMP 4 TON 16 SERIES 230/3PH
4WCZ6048B4000A | 5191.39 | PKG HEAT PUMP 4 TON 16 SERIES 460 3PH SX
4WCZ6060B1000 150612020L | 3227.5 | PKG HEAT PUMP 5 TON 15 SERIES 230 1PH CN
4WCZ6060B1000A | 5817 | PKG HEAT PUMP 5 TON 16 SERIES 230 1PH CN
4WCZ6060B3000A | 5177.5 | PKG HEAT PUMP 5 TON 16 SERIES 230 3PH SX
4WCZ6060B4000A | 5329.268 | PKG HEAT PUMP 5 TON 16 SERIES 460 3PH SX
4WHC3024A1000A | 2387.402 | PKG HEAT PUMP 2 TON 13 SERIES 230 1PH O/
4WHC4024A1000 20J5092CN | 1443.125 | PKG HEAT PUMP 2 TON 14 SERIES 230 1PH DA
4WHC4024A1000A | 3061.417 | PKG HEAT PUMP 2 TON 14 SERIES 230 1PH O/
4WHC4024A1000B | 3619 | PKG HEAT PUMP 2 TON 14 SERIES 230 1PH O/
4WHC4030A1000 18441H5LDF | 1240.625 | PKG HEAT PUMP 2.5 TON 14 SERIES 230 1PH
4WHC4030A1000 19235LUWUV | 1298.125 | PKG HEAT PUMP 2.5 TON 14 SERIES 230 1PH
4WHC4030A1000 19363J6FUV | 1298.125 | PKG HEAT PUMP 2.5 TON 14 SERIES 230 1PH
4WHC4030A1000B | 3747 | PKG HEAT PUMP 2.5 TON 14 SERIES 230 1PH
4WHC4036A1000 18462P8YDF | 1433.75 | PKG HEAT PUMP 3.0 TON 14 SERIES 230 1PH
4WHC4036A1000 19334M9FUV | 1344.375 | PKG HEAT PUMP 3.0 TON 14 SERIES 230 1PH
4WHC4036A1000 20222MFJUV | 1400 | PKG HEAT PUMP 3.0 TON 14 SERIES 230 1PH
4WHC4036A1000 20262MJWUV | 1344.375 | PKG HEAT PUMP 3.0 TON 14 SERIES 230 1PH
4WHC4036A1000 21073SL3UV | 1467.75 | PKG HEAT PUMP 3.0 TON 14 SERIES 230 1PH
4WHC4036A1000B | 3873 | PKG HEAT PUMP 3.0 TON 14 SERIES 230 1PH
4WHC4036A1000B 21072N38UV | 1676.875 | Indoor coil leak DAMAGED
4WHC4042A1000 19184LXUUV | 1515.625 | PKG HEAT PUMP 3.5 TON 14 SERIES 230 DAM
4WHC4042A1000 20055T4XUV | 1781.25 | PKG HEAT PUMP 3.5 TON 14 SERIES 230 1PH
4WHC4042A1000 21084TXTUV | 3073.75 | PKG HEAT PUMP 3.5 TON 14 SERIES 230 DAM
4WHC4042A1000 21161L5TUV | 1621.25 | PKG HEAT PUMP 3.5 TON 14 SERIES 230 DAM
4WHC4042A1000B | 4064 | PKG HEAT PUMP 3.5 TON 14 SERIES 230 1PH
4YCC3036A1075B | 2177.333 | PKG GAS PACK 3 TON MED HEAT 13 SERIES 23
4YCC3036A3064B | 2592.683 | PKG GAS PACK 3 TON LOW HEAT 13 SERIES 23
4YCC4024A1000A 202811023L | 3009.412 | BASE TRAY/ HORIZONTAL DUCT PANEL DAMAGED
4YCC4024A1060 201214534L | 447.059 | PKG GAS PACK 2 TON MED H 14 SERIES 230 1
4YCC4024A1060 202811023L | 2347.059 | PKG GAS PACK 2 TON MED H 14 SERIES 230 1
4YCC4024A1060A | 3611 | PKG GAS PACK 2 TON MED HEAT 14 SERIES 23
4YCC4030A1070A | 3771 | PKG GAS PACK 2.5 TON MED HT 14 SERIES 23
4YCC4036A1070 180810259L | 2123.529 | PKG GAS PACK 3 TON LOW H 14 SERIES 230 1
4YCC4036A1070 193112822L | 1494.706 | PKG GAS PACK 3 TON LOW H 14 SERIES 230 1
4YCC4036A1070 210211601L | 1494.706 | PKG GAS PACK 3 TON LOW H 14 SERIES 230 1
4YCC4036A1070A | 3891 | PKG GAS PACK 3 TON LOW HEAT 14 SERIES 23
4YCC4042A1060 200811663L | 2123.529 | PKG GAS PACK 3.5 TON HIG 14 SERIES 230 1
4YCC4042A1060A | 4022 | PKG GAS PACK 3.5 TON HIGH HT 14 SERIES 2
4YCC4048A1070 191213429L | 1397.059 | PKG GAS PACK 4 TON LOW H 14 SERIES 230 1
4YCC4048A1070 193412488L | 1229.412 | PKG GAS PACK 4 TON LOW H 14 SERIES 230 1
4YCC4048A1070 200310325L | 2123.529 | PKG GAS PACK 4 TON LOW H 14 SERIES 230 1
4YCC4048A1070 200712452L | 1429.412 | PKG GAS PACK 4 TON LOW H 14 SERIES 230 1
4YCC4048A1070 202614611L | 1429.412 | PKG GAS PACK 4 TON LOW H 14 SERIES 230 1
4YCC4048A1070 202615435L | 1490 | PKG GAS PACK 4 TON LOW H 14 SERIES 230 1
4YCC4048A1070 202615451L | 1644.118 | PKG GAS PACK 4 TON LOW H 14 SERIES 230 1
4YCC4048A1070 210410536L | 1788.235 | PKG GAS PACK 4 TON LOW H 14 SERIES 230 1
4YCC4048A1070 210710194L | 558.824 | PKG GAS PACK 4 TON LOW H 14 SERIES 230 1
4YCC4048A1070 212813917L | 1644.118 | PKG GAS PACK 4 TON LOW H 14 SERIES 230 1
4YCC4048A1070A | 4279 | PKG GAS PACK 4 TON LOW HEAT 14 SERIES 23
4YCC4048A1090A | 4346 | PKG GAS PACK 4 TON MED HEAT 14 SERIES 23
4YCC4060A1090 193412755L | 25.6 | PKG GAS PACK 5 TON MED H 14 SERIES 230 1
4YCC4060A1090 203311082L | 1900 | PKG GAS PACK 5 TON MED H 14 SERIES 230 1
4YCC4060A1090 203410552L | 1724.118 | PKG GAS PACK 5 TON MED H 14 SERIES 230 1
4YCC4060A1090 211310720L | 3637.647 | PKG GAS PACK 5 TON MED H 14 SERIES 230 1
4YCC4060A1090 211310862L | 1818.824 | PKG GAS PACK 5 TON MED H 14 SERIES 230 1
4YCC4060A1090 211310948L | 2123.529 | PKG GAS PACK 5 TON MED H 14 SERIES 230 1
4YCC4060A1090A | 4734 | PKG GAS PACK 5 TON MED HEAT 14 SERIES 23
4YCC4060A1115A | 4802 | PKG GAS PACK 5 TON HIGH HEAT 14 SERIES 2
4YCY4030A1075B | 6370.5 | PKG GAS PACK 2.5 TON MED HT 14 SERIES 23
4YCY4036B1096B | 3014.966 | PKG GAS PACK 3 TON HIGH HEAT 14 SERIES 2
4YCY4036B3075A | 3613.75 | PKG GAS PACK 3 TON MED HEAT 14 SERIES 23
4YCY4036C1070A | 4078.825 | PKG GAS PACK 3 TON MED HEAT 14 SERIES 23
4YCY4048B3096A | 3912.5 | PKG GAS PACK 4 TON MED HEAT 14 SERIES 23
4YCY4048C1090A | 7657 | PKG GAS PACK 4 TON MED HEAT 14 SERIES 23
4YCY4060A3120 190912750L | 5595.5 | PKG GAS PACK 5 TON 14 SERIES 230 3PH DAM
4YCY4060A3120 200513268L | 67.456 | PKG GAS PACK 5 TON 14 SERIES 230 3PH DAM
4YCY4060A3120B | 4147.5 | PKG GAS PACK 5 TON 14 SERIES 230 3PH SXS
4YCY5024A1060A | 4051 | PKG GAS PACK 2 TON MED HEAT 15 SERIES 23
4YCY5030A1070A | 4274 | PKG GAS PACK 2.5 TON MED HT 15 SERIES 23
4YCY5036A1070A | 4407 | PKG GAS PACK 3 TON MED HEAT 15 SERIES 23
4YCY5042A1090A | 4728 | PKG GAS PACK 3.5 TON MED HT 15 SERIES 23
4YCY5048A1090 192012344L | 1695.625 | PKG GAS PACK 4 TON MED H 15 SERIES 230 1
4YCY5048A1090 202014878L | 475 | PKG GAS PACK 4 TON MED H 15 SERIES 230 1
4YCY5048A1090 202112274L | 2014 | PKG GAS PACK 4 TON MED H 15 SERIES 230 1
4YCY5048A1090 204114300L | 475 | PKG GAS PACK 4 TON MED H 15 SERIES 230 1
4YCY5048A1090A | 4923 | PKG GAS PACK 4 TON MED HEAT 15 SERIES 23
4YCY5060A1115 194812655L | 3716.25 | PKG GAS PACK 5 TON HIGH 15 SERIES 230 1P
4YCY5060A1115 200410854L | 1858.125 | PKG GAS PACK 5 TON HIGH 15 SERIES 230 1P
4YCY5060A1115 201013366L | 1858.125 | PKG GAS PACK 5 TON HIGH HEAT 15 SERIES 2
4YCY5060A1115 211614818L | 4237.5 | PKG GAS PACK 5 TON HIGH 15 SERIES 230 1P
4YCY5060A1115 211714191L | 2968.75 | PKG GAS PACK 5 TON HIGH 15 SERIES 230 1P
4YCY5060A1115A | 5377 | PKG GAS PACK 5 TON HIGH HEAT 15 SERIES 2
4YCZ6024A1060A | 4724 | PKG GAS PACK 2 TON 16 SERIES 230 1PH
4YCZ6036A4075D | 10499.7 | 3-TON GAS/ELECT PKG 16 SERIES 460/3/60
4YCZ6036C1070 191415135L | 593.75 | PKG GAS PACK 3 TON MED H 16 SERIES 230 1
4YCZ6036C1070A | 5058 | PKG GAS PACK 3 TON MED HEAT 16 SERIES 23
4YCZ6036C1090A | 5188 | PKG GAS PACK 3 TON HIGH HEAT 16 SERIES 2
4YCZ6048A4096D | 10137 | 4 TON PACKAGE GAS 460 3/0 16 SERIES
4YCZ6048A4120D | 13469.5 | 4 TON, PKG GAS, 460/4
4YCZ6048C1090 174514178L | 2067.5 | PKG GAS PACK 4 TON MED H 16 SERIES 230 1
4YCZ6048C1090A | 5592 | PKG GAS PACK 4 TON MED HEAT 16 SERIES 23
4YCZ6060A3120C | 12889.8 | 5 TON, PKG GE, 2 STG, 230/3
4YCZ6060A4120D | 12334.9 | 5 TON, PKG GE, 2 STG, 460/3
4YCZ6060C1115A | 6065 | PKG GAS PACK 5 TON HIGH HEAT 15 SERIES 2
6A6L9060A1000A | 12080.7 | 5 TON COND SIDE DRAFT
81109702004 | 93 | RP100RNX APPLIANCE MODULE
811097020044 | 51.282 | CONTROL APPLIANCE&LIGHT MODULE SCHLAGE L
811097020082 | 50.667 | DIMMER LIGHT MODULE AM.STD./NEXIA MODULE
811097020303 | 113.333 | WIRELESS CAMERA-INDOOR AM.STD/NEXIA,CAME
811097020419 | 170.667 | WIRELESS CAMERA-OUTDOOR AM.STD/NEXIA,CAM
811097020426 | 176 | WIRELESS CAMERA-INDOOR AM.STD/NEXIA,CAME
A4AC4018A1000B | 1029 | COND UNIT 1.5 TON 14 SERIES 230 R410A
A4AC4024A1000 205022XCBF | 1131.5 | COND UNIT 2.0 TON 14 SERIES 230 DAMAGED
A4AC4024A1000B | 1219 | COND UNIT 2.0 TON 14 SERIES 230 R410A
A4AC4030A1000B | 1261 | COND UNIT 2.5 TON 14 SERIES 230 R410A
A4AC4030A1000C | 1261 | COND UNIT 2.5 TON 14 SERIES 230 R410A
A4AC4036A1000B | 1274 | COND UNIT 3.0 TON 14 SERIES 230 R410A
A4AC4036A1000C | 1274 | COND UNIT 3.0 TON 14 SERIES 230 R410A
A4AC4042A1000 20514UNBBF | 1333 | COND UNIT 3.5 TON 14 SERIES 230 DAMAGED
A4AC4042A1000B | 1439 | COND UNIT 3.5 TON 14 SERIES 230 R410A
A4AC4048A1000B | 1609 | COND UNIT 4.0 TON 14 SERIES 230 R410A
A4AC4060A1000B | 1914 | COND UNIT 5.0 TON 14 SERIES 230 R410A
A4AC6048A1000A | 4553.9 | AMERISTAR 4-TON A/C CONDENSER 208-230/1
A4AC6060A1000A | 5201.8 | 16 seer ameristar 5ton cond ac
A4AH4E42A1C30B | 1003 | AIR HANDLER CONVERTIBLE 42000 R410A 230
A4AH4E48A1C30B | 1097 | AIR HANDLER CONVERTIBLE 48000 R410A 230
A4AH4E60A1C30B | 1283 | AIR HANDLER CONVERTIBLE 60000 R410A 230
A4AH4P24A1B60B | 744 | AIR HANDLER CONVERTIBLE 24000 R410A 230
A4AH4P30A1B60B | 799 | AIR HANDLER CONVERTIBLE 30000 R410A 230
A4AH4P36A1B30B | 861 | AIR HANDLER CONVERTIBLE 36000 R410A 230
A4AH4P37A1C30B | 939 | AIR HANDLER CONVERTIBLE 36000 R410A 230
A4HP4024A1000B | 1519 | COND UNIT 2 TON HP SP 14 SERIES 230 R410
A4HP4030A1000 21243YF5BF | 1464.75 | COND UNIT 2.5TON HP SP 14 SERIES 230 DAM
A4HP4030A1000B | 1561 | COND UNIT 2.5TON HP SP 14 SERIES 230 R41
A4HP4036A1000B | 1654 | COND UNIT 3 TON HP SP 14 SERIES 230 R410
A4HP4042A1000B | 1806 | COND UNIT 3.5 TON HP SP 14 SERIES 230 R4
A4HP4048A1000B | 1954 | COND UNIT 4 TON HP SP 14 SERIES 230 R410
A4HP4060A1000B | 2257 | COND UNIT 5 TON HP SP 14 SERIES 230 R410
A4MXB3642AC6HA | 456 | COIL 36000 BTU CASED HP R410A VAR SPD UD
A801X040AM3SAC | 777.778 | FURN 40K 80 U D L R 34H X 14.5W X 28.75
A801X040AM3SCA | 821 | FURN 40K 80 U D L R 34H X 14.5W X 28.75
A801X060BM3SA 21164S5CJG | 802.9 | FURN 60K 80 U D L R 34H X 17.5W X DAMAG
A801X060BM3SA 21164SCJG | 1605.8 | FURN 60K 80 U D L R 34H X 17.5W X 28D D
A801X060BM3SAB | 615.86 | FURN 60K 80 U L R 34H X 17.5W X 28D
A801X060BM3SAC | 859 | FURN 60K 80 U D L R 34H X 17.5W X 28D
A801X060BM4SCA | 892 | FURN 60K 80 U D L R 34H X 17.5W X 28D
A801X080BM4SAC | 855.556 | FURN 80K 80 U D L R 34H X 17.5W X 28.75
A801X080BM4SBA | 903.175 | FURN 80K 80 U D L R 34H X 17.5W X 28.75
A801X080BM4SCA | 944 | FURN 80K 80 U D L R 34H X 17.5W X 28.75
A801X080CM5S 21282M9SJG | 1375.315 | FURN 80K 80 U D L R 34H X 21W X 28.75 D
A801X080CM5SAC | 890.476 | FURN 80K 80 U D L R 34H X 21W X 28.75D
A801X080CM5SCA | 982 | FURN 80K 80 U D L R 34H X 21W X 28.75D
A801X100CM5SAC | 1024 | FURN 100K 80 U D L R 34H X 21W X 28.75D
A801X100CM5SCA | 1024 | FURN 100K 80 U D L R 34H X 21W X 28.75D
AAM8A0C60V51CA | 1480.916 | AIR HANDLR VS COMMUNICAT 60000 R22 R410A
AAYSVPANL0032A | 13.008 | PANEL COVER SERVICE VALVE KIT
AAYSVPANL0044A | 25.641 | PANEL COVER SERVICE VALVE KIT
AAYSVPANL0046A | 35.398 | PANEL COVER SERVICE VALVE KIT
AAYSVPANL3343A | 15.385 | PANEL COVER SERVICE VALVE KIT
ACONT103AN21HA | 59.12 | DIG NON-PROG TSTAT 2H/1C HP GAS EL WHT
ACONT202AS11MA | 81.7 | DIG PROG TSTAT 5-2 PRO 1H/1C HP GAS
ACONT203AS42MA | 102.125 | DIG PROG TSTAT 7DAY PRO 4H/2C HP GAS EL
ACONT302AS42DA | 193.5 | DIG TOUCH SCREEN TSTAT 3H/2C HP GAS EL
ACONT402AN32DA | 99.975 | DIG NON PROG TSTAT 2H/2C HP GAS EL WHT
ACONT600AF11MA | 112.397 | DIG PROG TSTAT 5-2 PRO 1H/1C HP GAS
ACONT602AF22MA | 119.008 | DIG PROG TSTAT 5-1 PRO 2H/2C HP GAS EL
ACONT624AS42DA | 208.475 | THERMOSTAT DIG TOUCH SCREEN 4H/2C HP GAS
ACONT724AS42DA | 220.375 | THERMOSTAT DIG TOUCH SCREEN 4H/2C HP GAS
ACONT802AS32DA | 219.835 | DIG TOUCH SCREEN TSTAT 3H/2C HP GAS EL
ACONT803AS32DA | 216.949 | DIG TOUCH SCREEN TSTAT 3H/2C HP GAS EL
ACONT824AS52D 1842C0B1TX | 107.5 | DIG TOUCH SCREEN TSTAT 2 5H/2C HP GAS EL
ACONT824AS52D 1842C0B2MX | 107.5 | DIG TOUCH SCREEN TSTAT 2 5H/2C HP GAS EL
ACONT824AS52D 1909C0CHBX | 127.663 | DIG TOUCH SCREEN TSTAT 2 5H/2C HP GAS EL
ACONT824AS52D 1936C0ALLX | 127.663 | DIG TOUCH SCREEN TSTAT 2 5H/2C HP GAS EL
ACONT824AS52DA | 352.066 | DIG TOUCH SCREEN TSTAT 24V 5H/2C HP GAS
ACONT824AS52DB | 320.35 | DIG TOUCH SCREEN TSTAT 24V 5H/2C HP GAS
ACONT850AC52U 1935C1B51X | 29.688 | DIG TOUCH SCREEN TSTAT 2 5H/2C HP GAS EL
ACONT850AC52UA | 379.661 | DIG TOUCH SCREEN TSTAT 24V 5H/2C HP GAS
ACONT850AC52UB | 379.661 | DIG TOUCH SCREEN TSTAT 24V 5H/2C HP GAS
ACONT900AC43UA | 231.496 | COMMUNICATING THERMOSTAT AM STD
ADC1C100A9481A | 1400 | 100K FURNACE 90 D R 40H X 21W X 28D
ADD040C924F | 725.862 | 40K FURNACE 80 D L R 40H X 14.5W X 28D
ADD1B080A9361B | 929.231 | 80K FURNACE 80 D L R 40H X 17.5W X 28D
ADD1B100A9451B | 1063.934 | 100K FURNACE 80 D L R 40H X 17.5W X 28D
ADD1C100A9481A | 1081.967 | 100K FURNACE 80 D L R 40H X 21W X 28D
ADD1C100A9541B | 1108.333 | FURN 100K 80 D L R 40H X 2 1W X 28D
ADD1C120A9541B | 1166.667 | 120K FURNACE 80 D L R 40H X 21W X 28D
ADD1D140A9601B | 1211.57 | 140K FURNACE 80 D L R 40 H X 24.5W X 28
ADD2B080A9362A | 1274.603 | 80K FURNACE 80 D L R 40H X 17.5W X 28D
ADD2B100A9482A | 1310.4 | 100K FURNACE 80 D L R 40H X 17.5W X 28D
ADD2C100A9482A | 1329.6 | 100K FURNACE 80 D L R 40H X 21W X 28D
ADD2C100A9V5VA | 2048 | FURN 100K 80 D L R VS 40H X 21W 28D 2 S
ADD2D120A9602A | 1386.992 | 120K FURNACE 80 D L R 40H X 24.5W X 28D
ADD2D120A9V5VA | 1880.851 | FURN 120K 80 D L R VS 40H X 24.5W X 28D
ADD2D140A9602A | 521.333 | 140K FURNACE 80 D L R 40H X 24.5W X 28D
ADH2D120A9V5VA | 1287.692 | 120K FURNACE 90 D L 40H X 21W X 28D VS
ADHMD120BCV5VB | 6841.7 | AMERICAN STANDARD
ADX1D120A9601 8142RLM7G | 593.75 | 120K FURNACE 90 D R 40H X 24 1/2W X DAM
ADX1D120A9601A | 3645.6 | 120K FURNACE 90 D R 40H X 24 1/2W X 28D
AFD145ALUPGRDA | 770 | ACCUCLEAN ELECTRONIC UPGRADE KIT FOR FUR
AFD175ALUPGRDA | 780 | ACCUCLEAN ELECTRONIC UPGRADE KIT FOR FUR
AFD175CLFR000F | 906.667 | AIR CLEANER ELECTRONIC 17.5" 24V FURNACE
AFD17DCLFR000D | 1003.333 | AIR CLEANER ELECTRONIC 17.5" FURNACE DOW
AFD210CLFR000E | 1033.333 | AIR CLEANER ELECTRONIC 21.0" 24V FURNACE
AFD210CLFR000F | 911.667 | AIR CLEANER ELECTRONIC 21.0" 24V FURNACE
AFD215ALAH000B | 443.333 | ELECTRONIC AIR CLEANER 21.5" 24V AH
AFD215CLAH000E | 807.895 | AIR CLEANER ELECTRONIC 21.5" 24V AH
AFD21DCLFR000D | 520 | AIR CLEANER ELECTRONIC 21.0" FURNACE DOW
AFD235CLAH000F | 870 | AIR CLEANER ELECTRONIC 23.5" 24V AH
AFD245ALUPGRDA | 843.333 | ACCUCLEAN ELECTRONIC UPGRADE KIT FOR FUR
AFD245CLFR000F | 948.333 | AIR CLEANER ELECTRONIC 0 24.5" 24V FURNA
AFD24DCLFR000D | 853.333 | AIR CLEANER ELECTRONIC 24.5" FURNACE DOW
AFD260CLAH000F | 865.116 | AIR CLEANER ELECTRONIC 26" 24V AH
AHUMD200ABM00B | 201.695 | BYPASS HUMIDIFIER 24V WITH CONTROL & TRA
AHUMD300ABA00B | 244.444 | HUMIDIFIER BYPASS 24V WITH CONTROL &
AHUMD500APA00C | 367.521 | HUMIDIFIER DUCTED 24V SELF CONTAINED
AM STD MAC REBATE | 0 | REBATE FOR MINIMUM ANNUAL COMMITMENT
ASYSTAT108A | 110 | HEAT COOL MICRO CONTROL 5-WIRE GAS EL W
ASYSTAT109A | 104.286 | HEAT COOL MICRO CONTROL 7-WIRE HP W
ASYSTAT111A | 27.143 | TEMPERATURE SENSOR VOYAGER THERMOSTAT
ASYSTAT302C | 15.5 | DIG PROG TSTAT 7 DAY 3H/2C GAS EL WH
ASYSTAT605 | 15.5 | HEAT COOL TSTAT 1H/1C HP GAS EL WHT 24V
ASYSTAT611 | 62.143 | HEAT COOL TSTAT 2H/2C GAS EL BEIGE 24V
ASYSTAT616 | 24.286 | THERMOSTAT SUBBASE AUTO CHANGEOVER 610/1
ASYSTAT664B | 98.571 | HEAT COOL MICRO CONTROL 7-WIRE HP W
ASYSTAT777A | 362.857 | DIG PROG TSTAT VOYAGER 7-WIRE GAS EL VER
AUC1B080A9421A | 1167.376 | 80K FURNACE 90 U L R 40H X 17.5W X 28D
AUC1C100A9481A | 1208.511 | 100K FURNACE 90 U R 40H X 21W X 28D
AUD080R936K | 914.681 | 80K FURNACE 80 U L R 40H X 17.5W X 28D
AUD1B060A9361 17236SM61G | 326.563 | 60K FURNACE 80 U L R 40H X 17.5W X28D D
AUD1B060A9361B | 815.929 | 60K FURNACE 80 U L R 40H X 17.5W X28D
AUD1B080A9361B | 755.906 | 80K FURNACE 80 U L R 40H X 17.5W X 28D
AUD1B080A9481B | 859.829 | 80K FURNACE 80 U L R 40H X 17.5W X 28D
AUD1B080A9H31B | 2315.7 | 80K FURNACE 80 AFUE 1STG W/HIGH EFF X-1
AUD1B100A9451B | 909.402 | 100K FURNACE 80 U L R 40H X 17.5W X 28D
AUD1C080A9601B | 905.085 | 80K FURNACE 80 U L R 40H X 21W X 28D
AUD1C080A9H41B | 2331.2 | FURN 80K 80 U L R 40H X 21W X 28D
AUD1C100A9481B | 921.368 | 100K FURNACE 80 U L R 40H X 21W X 28D
AUD1C100A9601B | 1080 | 100K FURNACE 80 U L R 40H X 21W X 28D
AUD1C100A9H51B | 2486.2 | 100K FURNACE 80 AFUE 1STG W/HIGH EFF X-
AUD1D120A9601A | 1061.818 | 120K FURNACE 80 U L R 40H X 24.5W X 28D
AUD1D120A9601B | 1161.818 | 120K FURNACE 80 U L R 40H X 24.5W X 28D
AUD1D120A9H51 103653PS1G | 415.625 | FURN 120K 80 U L R 40H X 24.5W X 28D
AUD1D120A9H51B | 2551.3 | FURN 120K 80 U L R 40H X 24.5W X 28D
AUD1D140A9601B | 1073.171 | 140K FURNACE 80 U L R 40H X 24.5W X 28D
AUD2A040A9242A | 973.684 | 40K FURNACE 80 U L R 40H X 14.5W X 28D
AUD2B060A9V3V 17013U371G | 415.625 | FURN 60K 80 U L R 40H X 17.5W X 28D V
AUD2B060A9V3V 181638B01G | 528.75 | FURN 60K 80 U L R 40H X 17.5W X 28D V
AUD2B060A9V3V 19194YFMGG | 577.5 | FURN 60K 80 U L R 40H X 17.5W X 28D DAM
AUD2B060A9V3VB | 1596 | FURN 60K 80 U L R 40H X 17.5W X 28D V
AUD2B060ACV32 18242XX11G | 575.625 | COMMUNICATING FURN 80 2 STAGE VS
AUD2B060ACV32 19355N04GG | 574.375 | COMMUNICATING FURN 80 2 STAGE VS DAMAGE
AUD2B060ACV32 21022TFLGG | 27.2 | COMMUNICATING FURN 80 2 STAGE VS DAMAGE
AUD2B060ACV32B | 1687 | COMMUNICATING FURN 80 2 STAGE VS
AUD2B060ACV32B 21312HGLGG | 688.125 | COMMUNICATING FURN 80 2 STAGE DAMAGED
AUD2B080A9362A | 1077.778 | 80K FURNACE 80 U L R 40H X 17.5W X 28D
AUD2B080A9482A | 1209.231 | 80K FURNACE 80 U L R 40H X 17.5W X 28D
AUD2B080A9V3VB | 1668 | FURN 80K 80 U L R 40H X 17.5W X 28D V
AUD2B080ACV32B | 1811 | COMMUNICATING FURN 80 2 STAGE VS
AUD2C080ACV42B | 1816 | COMMUNICATING FURN 80 2 STAGE VS
AUD2C080ACV42B 21236JJMGG | 740.625 | COMMUNICATING FURN 80 2 STAGE DAMAGED
AUD2C080ACV42B 21275JLNGG | 740.625 | COMMUNICATING FURN 80 2 STAGE DAMAGED
AUD2C080AFV42 9461WGP1G | 178.125 | 80K FURNACE 80 U L R 40H X 21W X 28D
AUD2C080AFV42A | 315.789 | 80K FURNACE 80 U L R 40H X 21W X 28D
AUD2C080B9V4V 14364PBL1G | 415.625 | FURN 80K 80 U L R 40H X 21W X 28D V
AUD2C080B9V4V 163540BU1G | 701.25 | FURN 80K 80 U L R 40H X 21W X 28D V
AUD2C080B9V4V 16354Y4H1G | 701.25 | FURN 80K 80 U L R 40H X 21W X 28D V
AUD2C080B9V4VB | 1723 | FURN 80K 80 U L R 40H X 21W X 28D V
AUD2C080B9V4VB 21324KNMGG | 713.75 | FURN 80K 80 U L R 40H X 21W X 28D DAMAG
AUD2C100A9482A | 1291.2 | 100K FURNACE 80 U L R 40H X 21W X 28D
AUD2C100A9V5V 13401Y4F1G | 844.313 | 100K FURNACE 80 U L R 40H X 21W X 28D
AUD2C100A9V5V 1427255M1G | 1092.5 | 100K FURNACE 80 U L R 40H X 21W X 28D
AUD2C100ACV52 15381J5B1G | 691.25 | COMMUNICATING FURN 80 2 STAGE VS
AUD2C100ACV52 1633513T1G | 795.625 | COMMUNICATING FURN 80 2 STAGE VS DAMAGE
AUD2C100ACV52 16343B0J1G | 691.25 | COMMUNICATING FURN 80 2 STAGE VS
AUD2C100ACV52 19281PHXGG | 1142.375 | COMMUNICATING FURN 80 2 STAGE VS DAMAGE
AUD2C100ACV52 21293KWDGG | 760 | COMMUNICATING FURN 80 2 STAGE VS DAMAGE
AUD2C100ACV52 21312LR5GG | 760 | COMMUNICATING FURN 80 2 STAGE VS DAMAGE
AUD2C100ACV52B | 1951 | COMMUNICATING FURN 80 2 STAGE VS
AUD2C100ACV52B 21291J0CGG | 795 | CRUSHED CORNER/BOTTOM DAMAGED
AUD2C100ACV52B 21291JX8GG | 795 | DAMAGED CABINET/WIRES&MOTORREMOVED DAMAG
AUD2C100B9V5V 181822LC1G | 1068.75 | FURN 100K 80 U L R 40H X 21W X 28D
AUD2C100B9V5V 18314XLY1G | 640 | FURN 100K 80 U L R 40H X 21W X 28D DAM
AUD2C100B9V5V 18504PWP1G | 415.625 | FURN 100K 80 U L R 40H X 21W X 28D
AUD2C100B9V5V 19014S201G | 415.625 | FURN 100K 80 U L R 40H X 21W X 28D
AUD2C100B9V5V 192317GHGG | 710.625 | FURN 100K 80 U L R 40H X 21W X 28D
AUD2C100B9V5V 19442S65GG | 595.575 | FURN 100K 80 U L R 40H X 21W X 28D DAMA
AUD2C100B9V5VB | 1854 | FURN 100K 80 U L R 40H X 21W X 28D
AUD2C100B9V5VB 21505TT7GG | 768.125 | BENT AT TOP AND BOTTOM DAMAGED
AUD2C100B9V5VB 21505TU8GG | 768.125 | BENT BOTTOM/DENT AT TOP DAMAGED
AUD2C100B9V5VB 21506JBKGG | 768.125 | BACK IS DENTED DAMAGED
AUD2C100B9V5VB 21506KAHGG | 768.125 | BENT AT TOP/BOTTOM DAMAGED
AUD2C100B9V5VB 21506KEPGG | 768.125 | TOP LEFT SIDE CRUSHED
AUD2D120A9602A | 1340.323 | 120K FURNACE 80 U L R 40H X 24.5W X 28D
AUD2D120ACV52B | 2028 | COMMUNICATING FURN 80 2 STAGE VS
AUD2D120ACV52B 21144S3DGG | 826.875 | missing pressure swich/cabinet DAMAGED
AUD2D120B9V5VB | 1923 | FURN 120K 80 U L R 40H X 24.5W X 28D
AUE1A040A9241A | 668.254 | FURN 40K 80 U L R 40H X 14.5W X 28D
AUE1B080A9481A | 761.905 | FURN 80K 80 U L R 40H X 17.5W X 28D
AUE1C100A9601 163940J81G | 111.765 | FURN 100K 80 U L R 40H X 21.0W X 28D
AUH1B040A9H21A | 3100 | FURN 40K 95 U L 40H X 17.5W X 28D
AUH1B060A9361A | 1293.617 | 60K FURNACE 90 U L 40H X 17.5W X 28D
AUH1B080A9421A | 919.149 | 80K FURNACE 90 U L 40H X 17.5W X 28D
AUH1B080A9H31C | 1574.468 | 80K FURNACE 95 ,UP/LEFT W/HIGH EFF X-13
AUH1C100A9481A | 1653.968 | 100K FURNACE 90 U L 40H X 21W X 28D
AUH1C100A9H41B | 1542.484 | 100K FURNACE 95 AFUE 1STG W/HIGH EFF X-
AUH1D120A9H51B | 2018.898 | 120K FURNACE 95 AFUE 1STG W/HIGH EFF X-
AUH2B080A9V3V 152822L82G | 979.375 | FURN 80K 95 U L VARIABLE 40H X 17.5W X
AUH3B060ACV3VA | 2598.425 | 60K FURN 95 COMMUNICAT VS 40H X 17.5W
AUHMB080ACV3V 164115JA2G | 1109.375 | FURN 80K 95 U L VS 40H X 21W X 28D MODU
AUHMB080ACV3VB | 3307 | FURN 80K 95 U L VS 40H X 21W X 28D MODU
AUHMC100ACV4V 18131JBD2G | 1153.75 | FURN 100K 95 U L VS 40H X 21W X 28D MOD
AUHMC100ACV4VB | 3509 | FURN 100K 95 U L VS 40H X 21W X 28D MOD
AUHMD120ACV5V 14315MRB7G | 1163.75 | FURN 120K 95 U L VS 40H X 24W X 28D MOD
AUHMD120ACV5VB | 3417 | FURN 120K 95 U L VS 40H X 24W X 28D MOD
AUX120R960W 5173YP27G | 764.375 | FURN 120K 80 U L 40H X 24.5W X 28D 2ST
AUX2B080AFV3VA 72310WA7G | 593.75 | 80K FURNACE 90 U L VS 40H X 17.5W X 28
AY28X079 | 40.336 | DEFROST CONTROL SWITCH W CAPILLARY LOW A
AY28X084 | 57.627 | DEFROST CONTROL SWITCH W CAPILLARY LOW A
AYDHTRK418A | 1398.1 | 18 KW ELECT HTR 460 3/0
AYDHTRL418A | 1280.3 | 18KW ELECT HTR FOR TSD180H4 460/3/60
AYDHTRL436A | 915.714 | AUXILLARY STRIP HEATER 36KW 460V
AYDHTRT336A | 2145.2 | 36 kW ELECTRIC HEATER
AYDHTRT354A | 2759 | 54 KW 3PH HEAT STRIP
AYDHTRT418A | 0 | AM STD 18 KW HEATER FOR TSD150G4 460/3/6
AYDHTRU336A | 2294 | HEATER; 36KW 240V DF ELE HTR
AYDHTRU354A | 2759 | 54 KW 3PH HEAT STRIP
AYDHTRU418A | 1444.6 | 18 KW HEAT STRIP 460/3
AYDHTRV436A | 2042.9 | 36 KW HEAT STRIP 460/3
AYDHTRV436A. | 2145.2 | 36 kW HEAT STRIP
AYDHTRW336A | 2042.9 | 36 KW HEAT STRIP 230/3
AYHHTRU436A | 2042.9 | 36 kW ELECTRIC HEATER
AZON1040AC52ZA | 350.45 | SENSOR TEMP COMMUNICATING W/ DISPLAY AM
AZON1050AC52ZA | 520.3 | THERMOSTAT COLOR TOUCH S 3H/2C HP GAS EL
AZONE950AC52ZA | 588.136 | THERMOSTAT COLOR TOUCH S 3H/2C HP GAS EL
AZTSK500BB32MA | 337.19 | THERMOSTAT DIG PROG WIRELESS REMOTE KIT
BAF01483 | 67.301 | BAFFLE; COIL FRONT LEFT AND RIGHT
BAF01489 | 64.852 | BAFFLE; COIL REAR LEFT AND RIGHT
BAY24VRPAC52DC | 173.214 | PANEL 24V INTERFACE RELAY FOR AZONE950
BAYACCDOR1A | 313.559 | FILTER ACCESS DOOR,HINGE FOR 4WCC4024-03
BAYACCDOR2A | 216.949 | DOOR FILTER ACCESS
BAYACCEADP1A | 223.333 | ACCUCLEAN INSTALL KIT PKG UNITS
BAYACCEADP2A | 231.667 | ACCUCLEAN INSTALL KIT PKG UNITS
BAYACHP024A | 51.282 | WIRING HARNESS ADAPTER 24 VOLT NEW SYSTE
BAYADAP050A | 2080.1 | CURB ADAPTER CURB030 AND 038 TO CURB050
BAYADAP052A | 968.852 | BAYCURB030 AND 038 TO BAYCURB051A
BAYADAP054A | 1912.7 | BAYCURB034A to BAYCURB051A
BAYAIR30AVENTA | 84.034 | CONCENTRIC VENT KIT 2-3" AMERICAN STANDA
BAYASCT001 | 32.857 | TIMER, ANTI SHORT CYCLE AM.STD.
BAYATXV1836B | 164.3 | NON STOCK R-22 CONVERSION TXV
BAYAWG0003 | 849.4 | ALL WEATHER TOP 33X30 BASEPAN
BAYAWGR0004A | 954.8 | all weather top
BAYBARM010A | 120 | BARAMETRIC RELIEF DAMPER AM STD
BAYBARM011A | 140 | BAROMETRIC RELIEF DAMPER AMERICAN STANDA
BAYBASE010A | 511.5 | BASE, SUBBASE
BAYBASE011A | 558 | BASE, SUBBASE
BAYBASE012A | 1001.3 | SUBBASE FOR TWE18043BAAP006
BAYBCIR001A | 694.4 | BACNET ADAPTER
BAYCAKT001A | 188.136 | CHARGE ASSIST TOOL AM STD
BAYCARR001A | 0 | CARRIER REPLACEMENT CONVERSION KIT
BAYCC24VK01B | 171.186 | CONTROL BOARD TO CONVERT AAM8 TO 24V CON
BAYCCHT300 | 19.82 | CRANKCASE HEATER 240V FOR AMSTD COND UNI
BAYCCHT301RES | 37.838 | CRANKCASE HEATER 240V FOR AMSTD COND UNI
BAYCO2K001B | 1103.6 | CO2 WALL MOUNTED,
BAYCO2K002C | 1329.9 | CO2 DUCT MOUNTED SENSOR
BAYCO2K003B | 1308.2 | CO2 DUCT MOUNTED SENSOR
BAYCO2K004C | 680 | TRANE CO2 MONITOR TRANE PARTS
BAYCONV18A | 41.667 | COIL HORIZ CONVERSION KIT 17.5" HEIGHT
BAYCONV23A | 43.333 | COIL HORIZ CONVERSION KIT 22.5" HEIGHT
BAYCONV27A | 46.667 | COIL HORIZ CONVERSION KIT 27" HEIGHT
BAYCONV30A | 48.333 | COIL HORIZ CONVERSION KIT 30" HEIGHT
BAYCOVR800A | 21.7 | AM STD WALL COVER PLATE FOR ACONT624
BAYCURB021B | 227.143 | ROOF CURB DOWNFLOW OR HORIZONTAL WITH KI
BAYCURB026B | 431.429 | ROOF CURB DOWNFLOW 12.5 & 15 TON
BAYCURB027B | 458.571 | ROOF CURB DOWNFLOW
BAYCURB033A | 328.571 | ROOF CURB ACOUSTIC
BAYCURB034A | 201.429 | ROOF CURB ACOUSTIC
BAYCURB038A | 381.429 | ROOF CURB ACOUSTIC
BAYCURB042A | 270 | ROOF CURB 3-5 PRECEDENT
BAYCURB043A | 358.571 | ROOF CURB FLAT 14" HIGH CURB
BAYCURB044A | 401.429 | ROOF CURB FLAT ROOF 10 TON HEAT PUMP
BAYCURB050A | 367.213 | FLAT ROOF CURB FOR WCX30 18-036A UNITS
BAYCURB051A | 355.738 | FLAT ROOF CURB FOR WCX30 42-60A UNITS
BAYCURB320A | 232.857 | ROOF CURB FLAT ROOF CURB
BAYDHTRW336A | 2011.9 | AM STD 208/230 3PH 27KW HTR
BAYDMPR029C | 157.143 | DAMPER 0-25 MANUAL OUTSIDE AIR AM.STD.
BAYDMPR040A | 31.429 | DAMPER MAN-FRESH AIR DWNFL-ONLY AM.STD
BAYDMPR041A | 105.714 | DAMPER MAN-FRESH AIR DWNFL-ONLY AM.STD
BAYDMPR051A | 892.8 | MOTORIZED OUTSIDE AIR DAMPER 0-50%
BAYDMPR053B | 197.143 | DAMPER MANUAL 3-4 TON . PRECEDENT AM.ST
BAYDMPR054A | 1066.4 | MOTORIZED OUTSIDE AIR DAMPER 0-50%
BAYDMPR055B | 515.714 | DAMPER-OUTSIDE MOTORIZED PRECEDENT AM.ST
BAYDMPR056B | 218.571 | DAMPER MANUAL 5-10 TON. PRECEDENT AM.ST
BAYDMPR057A | 581.429 | DAMPER-OUTSIDE MOTORIZED PRECEDENT AM.ST
BAYDMPR058A | 1329.9 | 0-50% MOTORIZED DAMPR WS*150-240E
BAYDMPR101A | 311.475 | PKG HEAT PUMP FRESH AIR MOTOR DAMPER WCX
BAYDMPR102A | 740.9 | MOTOR DAMPER, FRESH AIR FOR 3.5-5 TON 4W
BAYDMPR301A | 0 | OA DAMPER
BAYDMPR311A | 548.7 | 0-25% MANUAL OUTSIDE AIR DAMPER
BAYDMPR321A | 198.571 | DAMPER, MANUAL 3-5T OUTSIDE AIR AM.STD.
BAYDUCT005A | 27.143 | SHEETMETAL DUCT ADAPTER TO 14" ROUND DUC
BAYEAAC04BK1BA | 132.203 | AUXILLARY STRIP HEATER 4KW, 24V, 1PH,
BAYEAAC05LG1BA | 107.317 | HEATER AUXILLARY STRIP 5KW 230V GAM5
BAYEAAC08LG1BA | 241.8 | 5.76 / 73.68 kW HEAT STRIP 208/240-1
BAYEAAC10LG1BA | 134.959 | HEATER AUXILLARY STRIP 10KW 230V GAM5
BAYEAAC10LG1BB | 134.959 | HEATER AUXILLARY STRIP 10KW 230V GAM5
BAYEABC15BK1BA | 193.333 | HEATER AUXILLARY STRIP 15KW 230V GAM5
BAYECAA05LG1BA | 128.455 | HEATER AUXILLARY STRIP 5KW 208V,1PH, L
BAYECON055B | 565.714 | ECONOMIZER 0-100 MOD. W/BARO.RELIEF AM
BAYECON061B | 950 | ECONOMIZER DOWNFLOW YCD 103C 120B 150C
BAYECON075A | 712.857 | ECONOMIZER DOWNFLOW W/BAR.RELIEF AM.STD
BAYECON085A | 611.429 | ECONOMIZER 0-100 NO BAROMETRIC RELIEF
BAYECON086B | 611.429 | ECONOMIZER 0-100 W/ ECONOMIZER
BAYECON087A | 764.286 | ECONOMIZER 0-100 W/ O BAROMETRIC RE
BAYECON087A DAMAGED | 294.5 | ECONOMIZER 0-100 W/ O BAROMETRIC DA
BAYECON088B | 802.857 | ECONOMIZER 0-100 MOD. W/O BAROMETRIC
BAYECON088B 192915084L | 680.45 | ECONOMIZER 0-100 MOD. W/O BAROMETRIC
BAYECON089B | 1290 | ECONOMIZER DOWNFLOW
BAYECON090A | 1474.286 | ECONOMIZER
BAYECON090B | 0 | 00100 ECONOMIZER, DRY BULB, FIELD INSTA
BAYECON091B | 3134.1 | DRY BULB ECONOMIZER
BAYECON092A | 3047.3 | HORIZONTAL ECONOMIZER
BAYECON092B | 0 | 0-100 DRY BULB ECONOMIZER, FIELD INST
BAYECON101A | 747.541 | ECONOMIZER DOWNFLOW 0- 100 MOD W/BARO
BAYECON102A | 901.639 | ECONOMIZER DOWNFLOW 0- 100 MOD W/BARO
BAYECON103A | 793.443 | ECONOMIZER DOWNFLOW W/BARO. RELIEF 4WCZ6
BAYECON200A | 1022.951 | ECONOMIZER HORIZONTAL 0- 100 MOD AM ST
BAYECON201A | 1177.049 | ECONOMIZER HORIZONTAL 0- 100 MOD AM ST
BAYECON300A | 2889.2 | 0-100% DRY BULB ECONOMIZER DOWNFLOW
BAYECON310A | 2424.2 | 0-100% Economizer,Dry Bulb- Downflow
BAYECON320A | 1391.9 | 0-100% Economizer,Dry Bulb- Downflow
BAYECON320A. | 1391.9 | ECONOMIZER
BAYECON701A | 3543.3 | YSD180G ECONOMIZER
BAYECONO90B | 2845.8 | AM STD ECONOMIZER
BAYEVAC05LG1BA | 86.179 | HEATER AUXILLARY STRIP 5KW 230V AAM7
BAYEVAC10LG1BA | 102.439 | HEATER AUXILLARY STRIP 10KW 230V AAM7
BAYEVBC15BK1BA | 162.712 | HEATER AUXILLARY STRIP 15KW 230V AAM7
BAYFLTR015A | 50 | FILTER FRAME 20X20X1 RACK
BAYFLTR018A | 60 | FILTER FRAME 20X25X2 RACK
BAYFLTR101C | 78.333 | FILTER FRAME RACK 1"-2" 18X25 W/O FILTER
BAYFLTR201C | 84.746 | FILTER FRAME RACK 1"-2" 18X20 W/O FILTER
BAYFLTR317 | 30 | WASHABLE PLASTIC FRAME FILTER 14.5 - 17.
BAYFLTR321 | 30 | WASHABLE PLASTIC FRAME FILTER 21" FURNAC
BAYFLTR324 | 34.188 | WASHABLE PLASTIC FRAME FILTER 24" FURNAC
BAYFRAME145 | 96.61 | FILTER FRAME RETROFIT CART-EXP
BAYFRAME175 | 86.441 | FILTER FRAME RETROFIT CART-EXP
BAYFRAME215 | 93.333 | FILTER FRAME RETROFIT CART-EXP
BAYFRAME235 | 76.667 | FILTER FRAME RETROFIT CART-EXP
BAYFRAME245 | 91.667 | FILTER FRAME RETROFIT CART-EXP
BAYFRAME260 | 100 | FILTER FRAME RETROFIT CART-EXP
BAYFTAH21W1A | 18.803 | 21.5X21X1 FURNACE AIR FILTER WASHABLE PE
BAYFTAH23M2 | 257.3 | AH AIR FILTER MEDIA FOR TFM235 23.5X21X5
BAYFTAH23W1A | 23.932 | 23.5X21X1 AIR HANDLER FILTER WASHABLE PE
BAYFTAH26P4 | 91.525 | 1" PLEATED MEDIA FOR/BOX TFP260A0AH0 $/4
BAYFTAH26W1A | 25.641 | 26X21X1 AIR HANDLER FILTER WASHABLE PERM
BAYFTAHEXM2 | 57.627 | AH AIR FILTER MEDIA $/2P TFM210/235/260
BAYFTFR17W1A | 23.423 | 17.5X28X1 FURNACE AIR FILTER WASHABLE PE
BAYFTFR21P4 | 90 | 21X28X1 PLEATED AIR FILTER $/4PK
BAYFTFR21W1A | 23.932 | 21X28X1 FURNACE WASHABLE PERMANENT AIR F
BAYFTFR24W1A | 32.203 | 24.5X28X1 FURNACE AIR FILTER WASHABLE PE
BAYFTFREXM2 | 58.333 | FURNACE AIR FILTER MEDIA TFM175/210/245
BAYGARD036B | 207.143 | CONDENSER COIL GUARD AM STD
BAYGARD037B | 230 | CONDENSER COIL GUARD AM STD
BAYGARD039A | 418.571 | CONDENSER COIL GUARD AM STD
BAYGARD040B | 250 | CONDENSER COIL GUARD
BAYGARD040C | 294.286 | GUARD CONDENSER COIL
BAYGARD045A | 702.857 | GUARD, HAIL, TOOL-LESS, BOXED, 4H x 38W
BAYGARD046A | 510 | CONDENSER COIL GUARD AM STD
BAYGARD060A | 735.714 | GUARD CONDENSER COIL TWA120 AM STD
BAYGARD063A | 1116 | COIL GUARD 7.5 TON
BAYGARD064A | 1370.2 | Condenser Coil Hail/Vandal Guard Kit
BAYGARD065A | 750 | GUARD CONDENSER COIL TWA120 AM STD
BAYGARD066A | 1987.1 | HAIL GAURDS
BAYGARD070A | 392.857 | GUARD CONDENSER COIL WSC120E3 AM STD
BAYGARD141A | 294.286 | GUARD CONDENSER COIL AM STD
BAYGARD150A | 661.429 | GUARD CONDENSER COIL AM STD
BAYGARD240A | 301.429 | GUARD CONDENSER COIL
BAYGARD241A | 314.286 | GUARD CONDENSER COIL AM STD
BAYGARD245A | 1525.2 | CONDENSER COIL HAIL GUARD
BAYGARD250A | 1497.3 | HAIL GUARD
BAYGARD270A | 402.857 | GUARD CONDENSER COIL WSC120E3 AM STD
BAYGARD300A | 0 | CONDENSER COIL HAIL GUARD
BAYGARD301A | 864.9 | CONDENSER COIL HAIL GUARD
BAYGARD310A | 967.2 | HAIL GAURDS
BAYGARD320A | 284.286 | HAIL GUARD AM STD
BAYGARD437A | 234.286 | GUARD CONDENSER COIL YSC033G AM STD
BAYGARD444A | 0 | HAIL GUARD
BAYGARD445A | 735.714 | GUARD CONDENSER COIL AM STD
BAYGRLE004 | 995.1 | FRONT RETURN AIR GRILLE ASSEMBLY
BAYHALT225 | 30.631 | HIGH ALTITUDE PRESSURE SWITCH KIT FURNAC
BAYHALT230 | 46.847 | HIGH ALTITUDE PRESSURE SWITCH KIT FURNAC
BAYHALT232 | 31.579 | HIGH ALTITUDE PRESSURE SWITCH KIT FOR AU
BAYHALT233 | 24.561 | HIGH ALTITUDE PRESSURE SWITCH KIT FURNAC
BAYHALT238 | 88.35 | HIGH ALTITUDE PRESSURE SWITCH KIT FURNAC
BAYHALT239 | 71.667 | HIGH ALTITUDE PRESSURE SWITCH KIT FURNAC
BAYHALT247 | 73.333 | HIGH ALTITUDE PRESSURE SWITCH KIT FURNAC
BAYHALT248 | 82.883 | HIGH ALTITUDE PRESSURE SWITCH KIT FURNAC
BAYHALT249 | 84.685 | HIGH ALTITUDE PRESSURE SWITCH KIT FURNAC
BAYHGB010C | 889.7 | HOT GAS BYPASS
BAYHHKIT001A | 106.78 | HANGER HORIZONTAL KIT GAM5 AAM5
BAYHSDR053A | 244.9 | HIGH STATIC DRIVE KIT
BAYHSMT039B | 1292.7 | OVERSIZED MOTOR KIT 12.5 TON
BAYHSMT043A | 191.429 | 3/4 MTR 1625 5.6 208-230/460 1PH CCWSE
BAYHSMT055B | 1581 | HIGH STATIC MOTOR KIT 15 TON
BAYHSMT099A | 1658.5 | High static drive
BAYHSMT122A | 962.857 | 7.5 MTR KIT W/SHEAVE 208-230/460 3PH
BAYHTFA320A | 1125.3 | 20kW HEAT STRIP
BAYHTFA407 | 499.1 | NON STOCK
BAYHTFC436A | 0 | AM STD 36KW HEATER FOR EBC210A4 460/3/60
BAYHTR1405BRKC | 125.203 | HEATER AUXILLARY STRIP 5KW 230V
BAYHTR1405PDCC | 56.911 | HEATER AUXILLARY STRIP 5KW 230V
BAYHTR1415BRKB | 99.16 | AUXILLARY STRIP HEATER 15KW 230V
BAYHTR1425BRKC | 211.864 | AUXILLARY STRIP HEATER 26KW 240/1
BAYHTR1504BRK 2020B1A4AX | 29.688 | AUXILLARY STRIP HEATER 4KW, BREAKER,24V
BAYHTR1504BRKC | 111.864 | AUXILLARY STRIP HEATER 4KW, BREAKER,24V,
BAYHTR1505BRKC | 122.034 | HEATER AUXILLARY STRIP 5KW 240/1 TEM3
BAYHTR1510BRKC | 144.715 | HEATER AUXILLARY STRIP 10KW 240/1 TEM3
BAYHTR1517BRKA | 221.138 | HEATER AUXILLARY STRIP 15KW 240/1 TEM3
BAYHTR1H08LUGA | 162.602 | HEAT STRIP, 8KW 230V 1PH FOR 4WCA4
BAYHTR1H10LUGA | 175.61 | HEAT STRIP,10KW 230V 1PH FOR 4WCA4
BAYHTR1H15BRKA | 227.642 | HEAT STRIP,15KW 230V 1PH FOR 4WCA4
BAYHTR1V05LUGA | 146.341 | HEAT STRIP, 5KW 230V 1PH FOR 4WCA4
BAYHTR3410000C | 178.571 | HEATER AUXILLARY STRIP 10KW 230V 3PH
BAYHTRA345A | 2383.9 | 54 KW HEAT STRIP 230/3
BAYHTRA418A | 1230.7 | 18 kW HEAT STRIP
BAYHTRB327A | 1370.2 | 27 KW HEAT STRIP 230/3 PH.
BAYHTRB418A | 1342.3 | 18 kW Electric heater 3 ph
BAYHTRB427A | 1370.2 | 27 KW HEAT STRIP 460/3
BAYHTRC106A | 184.874 | AUXILLARY HEAT STRIP 5.76KW 230V
BAYHTRC110A | 204.918 | AUXILLARY HEAT STRIP 10KW 230V WCH048B1
BAYHTRC111A | 204.918 | AUXILLARY STRIP HEATER 10KW 230V WCH060
BAYHTRD318A | 1305.1 | HEATER AUXILLARY STRIP 18KW 230 3PH
BAYHTRE312C | 917.6 | HEATER AUXILLARY STRIP 12KW 230 3PH
BAYHTRE312C. | 917.6 | 12 kW HEAT STRIP
BAYHTRE318C | 1171.8 | 18 Kw HEATER
BAYHTRE412C | 0 | AUX HEATER 460 3PH 12KW AM STD
BAYHTRL310A | 220 | HEATER AUXILLARY STRIP 10KW 230V 3PH
BAYHTRL315A | 238.571 | AUXILLARY HEAT STRIP 15.00 KW 230 3
BAYHTRM430A | 557.143 | AUXILLARY STRIP HEATER 30KW 460V 3PH TWE
BAYHTRM505BRK | 182.9 | 3.5/5.0 kW, HEAT STRIP FIELD INSTALL
BAYHTRP310A | 1100.5 | 10 KW HEAT STRIP 230/3
BAYHTRP450A | 0 | 50KW HEAT STRIP 460 3/0
BAYHTRR310A | 641.7 | 7.45/9.96 kW HEATER, 208-230/3
BAYHTRR410A | 0 | 9.6 KW HEAT STRIP, 460/3 FIELD INSTALL
BAYHTRR415A | 728.5 | ELECTRIC HEATER, 14.96 KW, 460,3 PH
BAYHTRS309B | 737.8 | 9 kW HEAT STRIP
BAYHTRS418B | 1075.7 | 18 kW HEAT STRIP
BAYHTRU309A | 719.2 | 9kW ELECTRIC HEAT 3PH
BAYHTRU327A | 1419.8 | ELECTRIC HEATER; 208/230 3PH, 20KW
BAYHTRU409A | 685.1 | 9 KW ELECTRIC HEAT STRIP 3PH
BAYHTRU418A. | 1184.2 | 18 kW HEAT STRIP
BAYHTRU427A | 1674 | 27 KW HEAT STRIP 460 3/0
BAYHTRU436A | 1748.4 | 36KW HEAT STRIP 3PH
BAYHTRV105F | 247.154 | AUXILLARY STRIP HEATER 5KW 230V 1 PH
BAYHTRV108F | 539.4 | 6.0/8.0 KW, HEAT STRIP 208-230/1
BAYHTRV110F | 300 | AUXILLARY STRIP HEATER 10KW 230V 1PH
BAYHTRV115F | 479.032 | AUXILLARY STRIP HEATER 15KW 230V 1PH
BAYHTRV125E | 259.322 | HEATER AUXILLARY STRIP 25KW 230V 1PH
BAYHTRV125F | 696.61 | HEATER AUXILLARY STRIP 25KW 230V 1PH
BAYHTRV305F | 230 | AUXILLARY STRIP HEATER 5KW 230V 3PH
BAYHTRV310E | 228.571 | HEATER AUXILLARY STRIP 10KW 230V 3PH
BAYHTRV310F | 292.857 | HEATER AUXILLARY STRIP 10KW 230V 3PH
BAYHTRV415E | 152.857 | HEATER AUXILLARY STRIP 15KW 480V 3PH
BAYHTRW327A | 1519 | 27 Kw heat strip
BAYHTRW409A | 747.1 | HEAT STRIP 9kW
BAYHTRX306B | 399.9 | 6KW
BAYHTRX312B | 874.2 | 9/12 KW AUX HEATER 208/230 3PH
BAYHTRX406B | 511.5 | 6 kW HEAT STRIP
BAYHZRT001A | 189.1 | HORIZONTAL DUCT CONVERSION KIT
BAYHZTRT001A | 189.1 | HORIZONTAL DUCT CONVERSION KIT
BAYICSI004B | 539.4 | INTERFACE COMMUNICATIONS
BAYICSKIT01A | 124 | KIT; INTERNAL CONDENSATE SWITCH
BAYKSKT010A | 79.661 | HARDSTART QUICK START KIT AM.ST
BAYKSKT252A | 123.577 | COMPRESSOR START KIT BAYKSKT252 KIT
BAYKSKT254A | 55.932 | HARDSTART QUICK START KIT AM.ST
BAYKSKT257 | 120.339 | HARDSTART QUICK START KIT 2A7A1 AM.STD.
BAYLIFT002B | 45 | LIFTING LUG KIT FOR PACKAGE UNITS
BAYLOAM011A | 74.286 | LOW AMBIENT FAN CONTROL KIT WITH HARNESS
BAYLOAM103 | 198.462 | TRANE HEAD PRESSURE KIT TRANE PARTS
BAYLOAM107 | 370.977 | AM STD LOW AMBIENT KIT
BAYLOAMS10A | 908.3 | Low Ambient Kit, Symbio, Ext Mount
BAYLOFR001A | 21.556 | LOW FIRE KIT YCX & YCC PACKAGE GAS ELECT
BAYLOFR001B | 34.167 | LOW FIRE KIT YCX & YCC PACKAGE GAS ELECT
BAYLOFR003B | 34.167 | LOW FIRE KIT YCX & YCC PACKAGE GAS ELECT
BAYLOFR005B | 34.167 | LOW FIRE KIT YCX & YCC PACKAGE GAS ELECT
BAYLOFR007B | 34.167 | LOW FIRE KIT YCX & YCC PACKAGE GAS ELECT
BAYLPKT018A | 68.571 | LP GAS CONVERSION KIT
BAYLPKT022A | 28.814 | PROPANE CONVERSION KIT
BAYLPKT029B | 115.966 | PROPANE CONVERSION KIT
BAYLPKT029C | 232.5 | NON STOCK AM STD LP KIT
BAYLPKT029D | 257.3 | AM STD LP KIT
BAYLPKT029E | 291.4 | LP KIT
BAYLPKT050DA | 341 | LP CONVERSION 3-8.5T
BAYLPKT100A | 18.018 | PROPANE CONVERSION KIT ALL YCX 40K 120K
BAYLPKT101A | 18.803 | PROPANE CONVERSION KIT ALL YCX 64K 96K
BAYLPKT102A | 18.644 | PROPANE CONVERSION KIT ALL YCX 75K MODEL
BAYLPKT210B | 39.64 | PROPANE CONVERSION KIT
BAYLPKT220C | 206.667 | PROPANE CONVERSION KIT AUM ADM AMSTND
BAYLPKT300A | 198.4 | LP CONVERSION KIT
BAYLPSS400C | 122.523 | PROPANE CONVERSION KIT
BAYMFGH100A | 32.432 | PROPANE CONVERSION KIT MANUFACTURED HOUS
BAYMODU001A | 480.5 | SYMBIO OPTIONS MODULE; AIR HANDLER
BAYMODU001A. | 480.5 | SYMBIO OPTIONS MODULE
BAYOSAC001B | 285.2 | OUTSIDE AIR CONTROL FOR VS ECON
BAYOSAH001A | 203.252 | DAMPER MANUAL FRESH AIR DWNFL-ONLY WCX Y
BAYOSAH002A | 209.836 | DAMPER MANUAL FRESH AIR DWNFL-ONLY WCX Y
BAYPLNM032A | 4395.8 | ELECTRIC HEAT DISCHARGE PLENUM & GRILLE
BAYPWR026A | 2232 | POWER EXHAUST 208-230/3/60
BAYPWR026X | 2232 | POWER EXHAUST 208-230/3/60
BAYPWRX026A | 986.441 | POWER EXHAUST TRANE
BAYPWRX029B | 2160.7 | POWER EXHAUST
BAYPWRX030B | 2520.3 | POWER EXHAUST WSD180
BAYPWRX070A | 928.814 | POWER EXHAUST TRANE
BAYPWRX071A | 0 | POWER EXHAUST 460V
BAYQACB009A | 1015.714 | CURB ADAPTER BAYCURB021 TO 042
BAYQACB011A | 1254.286 | CURB ADAPTER CURB022 TO CURB043
BAYQACB012A | 2287.8 | CURB ADAPTER CURB025 TO CURB043
BAYQACB013A | 310 | BAYCURB026 TO BAYCURB043A
BAYQACB044A | 3047.3 | CURB ADAPTER CURB026 TO CURB027
BAYQACB114A | 2892.3 | CURB ADAPTER CURB044 TO CURB043
BAYQACB115A | 2157.6 | CURB ADAPTER CURB042 TO CURB043
BAYQACB117A | 1543.8 | CURB ADAPTER CURB042 TO CURB051
BAYQSTK300A | 101.695 | QUICK START KIT FOR USE ON 4WCC4 4WCY4
BAYQSTK301A | 96.61 | QUICK START KIT FOR USE ON 4YCC4
BAYRACK960A | 31.429 | ADJUSTABLE FILTER FRAME RACK FOR WASHABL
BAYRLAY004A | 96.61 | ECONOMIZER RELAY
BAYSDEN001 | 65.1 | COMP ENCLOSURE
BAYSDEN004 | 77.5 | SOUND ECNCLOSURE
BAYSEN01ATEMPA | 34.234 | SENSOR TEMP OUTDOOR AZONE950
BAYSEN30ATEMPA | 43.243 | SENSOR TEMP OUTDOOR ACONT302-REMOTE WIRE
BAYSENS016A | 120.9 | TEMPERATUR SENSOR FOR BAYSENS924B
BAYSENS036A | 417.143 | HUMIDITY SENSOR AM STD
BAYSENS077A | 52.7 | WIRED REMOTE SENSOR-10K OHMS
BAYSENS251A | 449.5 | CO2 WALL MOUNTED SENSOR ONLY
BAYSENS924B | 709.9 | SENSOR TOUCH SCREEN, PROGRAMMABLE SPACE,
BAYSPEK060 | 161.2 | SINGLE POWER ENTRY KIT 208-240/1/60
BAYSPEK062 | 204.6 | SINGLE POINT POWER ENTRY KIT
BAYSRKIT100A | 156.667 | RETURN AIR CANS SIDE KIT FOR AAM4 AAM7 G
BAYSTAT152A | 471.2 | AM STD TOUCHSCREEN PROGRAMMABLE TSTAT
BAYSWT07AHALTA | 54.4 | HIGH ALTITUDE PRESSURE SWITCH KIT ADY060
BAYSWT08AHALTA | 70.4 | HIGH ALTITUDE PRESSURE SWITCH KIT
BAYSWT14AHALTA | 32 | HIGH ALTITUDE PRESSURE SWITCH KIT
BAYSWT15AHALTA | 32 | HIGH ALTITUDE PRESSURE SWITCH KIT
BAYSWT18AHALTA | 33.6 | HIGH ALTITUDE PRESSURE SWITCH KIT
BAYSWT19AHALTA | 36.8 | HIGH ALTITUDE PRESSURE SWITCH KIT
BAYSWUPKIT302 | 143.333 | SOFTWARE UPGRADE KIT UP DRV02613 TO DRV0
BAYSWUPKIT309 | 116.667 | SOFTWARE UPGRADE KIT UP DRV02613 TO DRV0
BAYTAM00AC00UA | 544.262 | TELEPHONE ACCESS MODULE SAME AS MOD01533
BAYTEMDFKT1A | 43.038 | DOWNFLOW BAFFLE KIT FOR TEM3A0C60S51SA
BAYTFMR004A | 58.571 | 75VA TRANSFORMER PRI 460V SEC 24V
BAYTFMR008A | 142.857 | TRANSFORMER 87VA PRI 460V SEC 24V
BAYTWIN400A | 93.22 | FURNANCE TWINNING KIT AUD-C
BAYVALV001A | 104.878 | SERVICE VALVES, KIT 1/2" X 1-3/8",7.5&10
BAYVALV002A | 248 | Service Valve Kit
BAYVALV003A | 279 | Service Valve Kit
BAYVALV006A | 344.1 | Service Valve Kit
BAYVENT200B | 60.504 | SIDEWALL VENT TERMINATOR
BAYVENT600A | 124.37 | DOWNFLOW VENT KIT FOR S8X1
BAYVSEN001 | 239.716 | ENCLOSURE SOUND LARGE SCROLL COMPRESSOR
BAYWHT10AVENTA | 40.3 | AM STD 6" WHITE VINYL VENT HOOD
BKR00840 | 766.289 | NON STOCK
BLU-QR2 | 108.684 | UV STICK LIGHT QUICK RELEASE
BLW00837 | 740.435 | complete blower assy
BLW00966 | 1764.83 | COMPLETE BLOWER
BR100 | 77.966 | CONTROL WIRELESS BRIDGE MODULE NEXIA SCH
BRD05770 | 39.246 | PCB TIME DELAY BOARD
BRD06641 | 89.435 | BOARD; ELECTRONIC CONTROL(DISPLAY) BOX
BRK03542 | 7.44 | BLOWER HOUSING BRACKET
CBT01800 | 874.355 | CAB-COIL; C6-6; SUB
CLEARSKYDM | 85.553 | AIR PURIFICATION SYSTEM ION GENERATOR
COIL SURCHARGE | 0 | COIL SURCHARGE
COL12767 | 3675.701 | SLAB COIL
COL15425 | 5040.011 | COIL; CONDENSER ASSEMBLY
COL25998 | 1521.232 | COIL
COL28450 | 1141.203 | AMERISTAR COIL
COM11911 | 1562.617 | COMPRESSOR; ROTARY, GMCC
COV03694 | 835.357 | AM STD TOP COVER 4YCZ6036C1070AC
DETENTION FEE | 2170 | DELAYED DELIVERY FEE
EBC048A3E0B0000 | 7433.8 | 4 TON, AC PKG UNIT, FOUNDATION, 230/3
EBC060A3E0B0000 | 6866.5 | 5 TON, PKG AC, STD EFF, CONV, 208-230/3
EBC090A3E0A3YX9 | 15723.2 | 7.5 TON, PKG AC, FOUNDATION, 230/3
EBC240A3E0B0000 | 32125.3 | 20 TON PACKAGED COOLING 230/3 CONV.
ECO-180A | 239.387 | ENCLOSURE CONDEN UNIT 20W X 26L X 20H
ECO-200A | 260.452 | ENCLOSURE CONDEN UNIT 24.5W X 26L X 22H
ECO-240A | 391.742 | ENCLOSURE CONDEN UNIT 37W X 28.5L X 26.5
ECONTV10APBC0A | 198.4 | ENVIROWISE PUSH BUTTON CONTROL
EERVR100A1P00B | 2619.5 | Energy Recovery Vent 130 cfm nom, 120/1
EERVR200A1P00B | 3360.4 | AM STD ERV
EFD175DLAD000A | 2002.6 | Cl
EFD175DLFR000A | 1168.333 | AIR CLEANER ELECTRONIC 17.5" 24V FURNACE
EFD210DLFR000A | 1240 | AIR CLEANER ELECTRONIC 21.0" 24V FURNACE
EFD215DLAH000A | 930.263 | AIR CLEANER ELECTRONIC 24.9IN 9.8IN 29.2
EHK-25CUL | 3255 | 25 kW HEAT STRIP
EHUMD300ABA00B | 443.3 | ENVIROWISE HMDFR LARGE BYPASS AUTO
EL-381 | 41.538 | POWER SUPPLY FOR RGF HVAC-PHI UNITS
EQBFM175A0FR11 | 190.083 | 5" PLEATED FURNACE AIR FILTER ENCLOSURE
EQBFM17DA0FR11 | 178.512 | 5" PLEATED FURNACE AIR FILTER ENCLOSURE
EQBFM185A0AH11 | 188.43 | 5" PLEATED FURNACE AIR FILTER ENCLOSURE
EQBFM210A0FR11 | 201.667 | 5" PLEATED FURNACE AIR FILTER ENCLOSURE
EQBFM215A0AH11 | 195.041 | 5" PLEATED AIR HANDLER FILTER ENCLOSURE
EQBFM235A0AH11 | 196.694 | 5" PLEATED AIR HANDLER FILTER ENCLOSURE
EQBFM245A0FR11 | 231.405 | 5" PLEATED FURNACE AIR FILTER ENCLOSURE
FAN05496. | 5209.643 | FAN; ASSEMBLY;INDOOR PLENUM FAN;380-480V
FAN06221 | 245.458 | AMERISTAR FAN BLD 4WC4060
FLR06457 | 741.582 | AM STD FILTER ACCUCLEAN
FLRQB5AH18M11 | 52.713 | REPLACEMENT FILTER MEDIA 2/PK, FOR EQBFM
FLRQB5AH21M11 | 58.915 | REPLACEMENT FILTER MEDIA 2/PK, TFM215B0
FLRQB5AH23M11 | 60.465 | REPLACEMENT FILTER MEDIA 2/PK, TFM235B0A
FLRQB5AH26M11 | 62.016 | REPLACEMENT FILTER MEDIA 2/PK, TFM260B0
FLRQB5DN17M11 | 48.062 | REPLACEMENT FILTER MEDIA 2/PK, EQBFM17DA
FLRQB5FR16M11 | 44.961 | REPLACEMENT FILTER MEDIA 2/PK, EQBFM165A
FLRQB5FR17M11 | 54.264 | REPLACEMENT FILTER MEDIA 2/PK, TFM175 E
FLRQB5FR21M11 | 60.465 | REPLACEMENT FILTER MEDIA 2/PK, TFM210B0
FLRQB5FR24M11 | 62.016 | REPLACEMENT FILTER MEDIA 2/PK,TFM245B0 E
FS375 | 37.789 | COIL CORROSION PROTECTOR 3/8 FIN SAVER 3
FS750 | 37.789 | COIL CORROSION PROTECTOR 3/4 FIN SAVER 3
GAF2A0A24S21EE | 1323.729 | AIR HANDLER CONVERTIBLE 24000 R410A 230
GAF2A0A36M31E 19141F7B1V | 561.875 | AIR HANDLER CONVERTIBLE 36000 R410A 230
GAF2A0A36M31E 19323L7P1V | 593.125 | AIR HANDLER CONVERTIBLE 36000 R410A 230
GAF2A0A36M31E 20211L9S1V | 516.875 | AIR HANDLER CONVERTIBLE 36000 R410A 230
GAF2A0A36M31EC | 1745.763 | AIR HANDLER CONVERTIBLE 36000 R410A 230
GAM5B0A18M11EA | 1331 | AIR HANDLER CONVERTIBLE 18000 R410A 230
GAM5B0A18M11SA | 2154.5 | AIR HANDLER CONVERTIBLE 18000 R410A 230
GAM5B0A24M21EA | 1423 | AIR HANDLER CONVERTIBLE 24000 R410A 230
GAM5B0B30M21E 20175N8B1V | 688.8 | AIR HANDLER CONVERTIBLE 30000 R410A 230
GAM5B0B30M21E 20211NNU1V | 621.875 | AIR HANDLER CONVERTIBLE 30000 R410A 230
GAM5B0B30M21EA | 1504 | AIR HANDLER CONVERTIBLE 30000 R410A 230
GAM5B0B36M31EA | 1588 | AIR HANDLER CONVERTIBLE 36000 R22 R410A
GAM5B0C42M31E 19471NUB1V | 626.25 | AIR HANDLER CONVERTIBLE 42000 R410A 230
GAM5B0C42M31E 200520PX1V | 626.25 | AIR HANDLER CONVERTIBLE 42000 R410A 230
GAM5B0C42M31EA | 1738 | AIR HANDLER CONVERTIBLE 42000 R410A 230
GAM5B0C48M41E 17344M201V | 207.5 | AIR HANDLER CONVERTIBLE 48000 R410A 230
GAM5B0C48M41E 18353L2U1V | 785 | AIR HANDLER CONVERTIBLE 48000 R410A 230
GAM5B0C48M41E 20063RFM1V | 27.2 | AIR HANDLER CONVERTIBLE 48000 R410A 230
GAM5B0C48M41E 211138HS1V | 780.625 | AIR HANDLER CONVERTIBLE 48000 R410A 230
GAM5B0C48M41EA | 1886 | AIR HANDLER CONVERTIBLE 48000 R410A 230
GAM5B0C60M51EA | 2189 | AIR HANDLER CONVERTIBLE 60000 R22 R410A
GBC036A3ELA0000 | 3101.25 | PKG GAS/ELEC 3 TON 230V 3PH
GBC036A4ELA0000 | 3101.25 | PKG GAS/ELEC 3 TON 460V 3PH
GBC048A3ELA0000 | 3628.75 | PKG GAS/ELEC 4 TON 230V 3PH
GBC048A3ELB0000 | 8410.3 | 4 TON, PKG GAS, 230/3
GBC048A4ELA0000 | 3628.75 | PKG GAS/ELEC 4 TON 460V 3PH
GBC060A3ELB0000 | 4010 | PKG GAS/ELEC 5 TON 230V 3PH
GBC060A4ELA0000 | 4010 | PKG GAS/ELEC 5 TON 460V 3PH
GBC090A3ELA3YX9 | 14976.1 | 7.5 TON, PKG GE, LOW HT, CONV, 208-230/3
GBC090A3ELA3YX9* | 15723.2 | AM STD FOUNDATION GAS PK 7.5 TON 230-3
GBC120A3ELA3YX9 | 19210.7 | AM STD FOUNDATION 10 TON 230-3
GBC240A3ELB0000 | 37847.9 | 20T GAS PKG 230 3/0 DOWNDRAFT
GBC300A4ELB0000 | 43418.6 | 25 TON, PKG GE, LOW HT, 460/3
HK335F | 53.171 | AUXILLARY STRIP HEATER 3.5KW 230V
HOD00519 | 91.295 | HOOD; ASSEMBLY, FLUE
HVAC-PHI-212-GA-24 | 369.08 | AIR CLEANER UV TYPE PUR SYS 9" PROBE 24V
KCC-127480 | 2480 | CURB ADAPTER B1HA060 TO 4WCY406A3
KCC-161 | 0 | CURB ADAPTER
KIT19134 | 140.926 | CRITTER KIT
M4AC3036B1000A | 263.94 | COND UNIT 3 TON 13 SERIES 230 R410A
M4AH3060B1000A | 609.412 | AIR HANDLER CONVERTIBLE 60000 R410A 230
M4AH4P25B1B00A | 424.706 | AIR HANDLER CONVERTIBLE 24000 R410A 230
M4AH4P32B1B00A | 476.471 | AIR HANDLER CONVERTIBLE 30000 R410A 230
M4AH4P36B1B00A | 514.118 | AIR HANDLER CONVERTIBLE 36000 R410A 230
M4AH4P44B1C00A | 577.647 | AIR HANDLER CONVERTIBLE 42000 R410A 230
M4AH4P48B1C00 182450155M | 840.1 | AIR HANDLER CONVERTIBLE 48000 R410A 230
M4AH4P48B1C00 182450158M | 67.456 | AIR HANDLER CONVERTIBLE 48000 R410A 230
M4AH4P48B1C00A | 669.412 | AIR HANDLER CONVERTIBLE 48000 R410A 230
M4AH4P60C1C00B | 756.471 | AIR HANDLER CONVERTIBLE 60000 R410A 230
M4CXC024AA1CAA | 220.324 | COIL 24000 BTU CASED AC R410A UP DOWN LE
M4CXC024BA1CAA | 220.324 | COIL 24000 BTU CASED AC R410A UP DOWN LE
M4CXC030AA1CAA | 233.94 | COIL 30000 BTU CASED AC R410A UP DOWN LE
M4CXC030BB1CAA | 233.94 | COIL 30000 BTU CASED AC R410A UP DOWN LE
M4CXC035BB1CAA | 283.451 | COIL 35000 BTU CASED AC R410A UP DOWN LE
M4CXC042BB1CAA | 339.151 | COIL 42000 BTU CASED AC R410A UP DOWN LE
M4CXC061AD1CAA | 422.082 | COIL 61000 BTU CASED AC R410A UP DOWN LE
M4HP3030A1000A | 332.941 | COND UNIT 2.5 TON HP SP 13 SERIES 230 R4
M4HP4024C1000A | 918.824 | COND UNIT 2 TON HP SP 14 SERIES 230 R410
M4HP4030B1000A | 992.941 | COND UNIT 2.5TON HP SP 14 SERIES 230 R41
M4HP4036B1000A | 1030.588 | COND UNIT 3 TON HP SP 14 SERIES 230 R410
M4HP4042A1000A | 0 | 3.5 TON AIR HANDLER
M4HP4042B1000A | 1131.765 | COND UNIT 3.5 TON HP SP 14 SERIES 230 R4
M4HP4048B1000A | 1236.471 | COND UNIT 4 TON HP SP 14 SERIES 230 R410
M4HP4060B1000A | 1375.294 | COND UNIT 5 TON HP SP 14 SERIES 230 R410
M4PG4024A1060A | 2914 | PKG GAS PACK 2.0 TON MED 14 SERIES 230 1
M4PG4024A1060B | 3118.841 | PKG GAS PACK 2.0 TON MED 14 SERIES 230 1
M4PG4030A1060A | 3047 | PKG GAS PACK 2.5 TON MED 14 SERIES 230 1
M4PG4036A1090A | 2805.882 | PKG GAS PACK 3.0 TON MED HEAT 14 SERIES
M4PG4036C1090A | 3231 | PKG GAS PACK 3.0 TON MED HEAT 14 SERIES
M4PG4042A1090A | 2964.706 | PKG GAS PACK 3.5 TON MED 14 SERIES 230 1
M4PG4042A1090B | 3414 | PKG GAS PACK 3.5 TON MED 14 SERIES 230 1
M4PG4048A109 1718870066M | 3475.1 | PKG GAS PACK 4.0 TON MED 14 SERIES 230 1
M4PG4048A1090A | 3117.647 | PKG GAS PACK 4.0 TON MED HEAT 14 SERIES
M4PG4048A1090B | 3589 | PKG GAS PACK 4.0 TON MED HEAT 14 SERIES
M4PG4060B1090B | 4099 | PKG GAS PACK 5.0 TON MED HEAT 14 SERIES
M4PH4024A1000 182360005M | 2238.2 | PKG HEAT PUMP 2 TON 14 SERIES 230 1PH DA
M4PH4024A1000A | 1805 | PKG HEAT PUMP 2 TON 14 SERIES 230 1PH HO
M4PH4030A1000A | 1910 | PKG HEAT PUMP 2.5 TON 14 SERIES 230 1PH
M4PH4036A1000A | 1985 | PKG HEAT PUMP 3 TON 14 SERIES 230 1PH HO
M4PH4042A1000 201510082M | 2644.3 | PKG HEAT PUMP 3.5 TON 14 SERIES 230 1PH
M4PH4042A1000A | 2132.5 | PKG HEAT PUMP 3.5 TON 14 SERIES 230 1PH
M4PH4048A1000A | 2282.5 | PKG HEAT PUMP 4 TON 14 SERIES 230 1PH HO
M4PH4060A1000A | 2603.75 | PKG HEAT PUMP 5 TON 14 SERIES 230 1PH HO
M801P040AD24AA | 423.255 | FURN 40K 80 D L R 40H X 14W X 28D
M801P040AU24AA | 420.844 | FURN 40K 80 U L R 40H X 14W X 28D
M801P060AD36AA | 461.691 | FURN 60K 80 D L R 40H X 14W X 28D
M801P080BU48AA | 447.034 | FURN 80K 80 U L R 40H X 17.5W X 28D
M801P100CD48AA | 498.157 | FURN 100K 80 D L R 40H X 21W X 28D
M801P100CU48AA | 502.913 | FURN 100K 80 U L R 40H X 21W X 28D
M801P100CU60AA | 504.102 | FURN 100K 80 U L R 40H X 21W X 28D
M801P120DD60AA | 638.45 | FURN 120K 80 D L R 40H X 24.5W X 28D
MAYHTR1A05BKRA | 62.667 | HEATER AUXILLARY STRIP 13 SEER 5KW 230V
MAYHTR1A05BKRB | 62.667 | HEATER AUXILIARY STRIP 13 SEER 5KW 230V
MAYHTR1A08BKRA | 78.667 | HEATER AUXILLARY STRIP 8KW 230V
MAYHTR1A08BKRB | 78.667 | HEATER AUXILLARY STRIP 8KW 230V
MAYHTR1A10BKRA | 87.075 | HEATER AUXILLARY STRIP 10KW 230V
MAYHTR1A10BKRB | 87.075 | HEATER AUXILLARY STRIP 10KW 230V
MAYHTR1A15BKRA | 129.252 | HEATER AUXILLARY STRIP 15KW 230V
MAYHTR1P05BKRB | 160 | HEATER AUXILLARY STRIP 14 SEER 5KW 230V
MAYORIACHP0056A | 6.2 | ORIFICE RESTRICTOR 56
MAYORIACHP0058A | 6.2 | ORIFICE RESTRICTOR 58
MAYORIACHP0061A | 6.2 | ORIFICE RESTRICTOR 61
MAYORIACHP0063A | 6.2 | ORIFICE RESTRICTOR 63
MAYORIACHP0068A | 3.1 | ORIFICE RESTRICTOR 68
MAYORIACHP0070A | 6.2 | ORIFICE RESTRICTOR 70
MAYORIACHP0072A | 6.2 | ORIFICE RESTRICTOR 72
MAYORIACHP0075A | 6.2 | ORIFICE RESTRICTOR 75
MAYORIACHP0080A | 6.2 | ORIFICE RESTRICTOR 80
MAYORIACHP0085A | 6.2 | ORIFICE RESTRICTOR 85
MAYORIACHP0088A | 6.2 | ORIFICE RESTRICTOR 88
MOT17353 | 183.551 | MINI SPLIT FAN MOTOR
PAI00207 | 106.454 | SPINNAKER GREY, PAINT
PAN03094 | 484.189 | DRAIN PAN
PHIC-14HOGA | 278.462 | LIGHT CELL & CAGE REPLACE FOR HVAC-PHI-3
PHIC-5A-PIP | 134.046 | LIGHT CELL & CAGE REPLACE PIP-16-GA UNIT
PHIC-9GA | 137.308 | LIGHT CELL & CAGE REPLACE FOR HVAC-PHI-2
PHIC-QR9 | 184.615 | LIGHT UV CELL REPLACE BULB FOR QRP9
PHIC-REME-LED | 252.211 | REPLACEMENT LED CELL REME-LED CELL
PIP00364 | 77.934 | PIPE; FLUE, MOLDED
PNL25664 | 130.138 | PANEL, WRAPPER 41.33 X 22.98
PNL32039 | 651.403 | PANEL
PNL32041 | 518.506 | PANEL
PSE-201D | 487.129 | ENCLOSURE CONDEN UNIT 24.5W X 26L X 18H
PSE-241D | 599.129 | ENCLOSURE CONDEN UNIT 37W X 28.5L X 27.5
PSE-311D | 1693.84 | ENCLOSURE CONDEN UNIT 48.5W X 32.5L X 30
QUAD-DM | 103.947 | AIR PURIFICATION SYSTEM ION GENERATOR
REME-HALO | 375 | AIR CLEANER 9" UV TYPE 24V HALO RGF
RLY03790 | 72.044 | AM STD BLOWER RELAY
S00030707017 | 188 | 36 MONTH SUBSCRIPTION AM.STD/NEXIA
S81XC080M5PSC 21254JCTHG | 485.625 | 80K FURNACE 80 U D L R, 1-STG,34Hx21Wx2
S81XC080M5PSC 21301KGBHG | 27.2 | 80K FURNACE 80 U D L R, 1-STG,34Hx21Wx2
S8B1A040M3PSAB | 981.967 | FURN 40K 80 U D L R 34H X 14.5W X 28.75
S8B1A040M3PSCA | 977 | FURN 40K 80 U D L R 34H X 14.5W X 28.75
S8B1B040M2PSAA | 857.377 | FURN 40K 80 U D L R 34H X 17.5W X 28.75
S8B1B040M2PSAB | 941 | FURN 40K 80 U D L R 34H X 17.5W X 28.75
S8B1B040M2PSCA | 941 | FURN 40K 80 U D L R 34H X 17.5W X 28.75
S8B1B060M3PSA 19282XBPHG | 519.706 | FURN 60K 80 U D L R 34H X 17.5W X DAMAG
S8B1B060M3PSA 19282XHCHG | 558.824 | FURN 60K 80 U D L R 34H X 17.5W X DAMAG
S8B1B060M3PSAA | 991 | FURN 60K 80 U D L R 34H X 17.5W X 28.75
S8B1B060M4PSCA | 1037 | FURN 60K 80 U D L R 34H X 17.5W X 28.75
S8B1B080M4PSA 2019151HHG | 312.012 | FURN 80K 80 U D L R 34H X 17.5W X 28.DA
S8B1B080M4PSA 20455RSXJG | 223.529 | FURN 80K 80 U D L R 34H X 17.5W X DAMAG
S8B1B080M4PSAB | 996.721 | FURN 80K 80 U D L R 34H X 17.5W X 28.75
S8B1B080M4PSB 2050336GHG | 447.059 | FURN 80K 80 U D L R 34H X 17.5W X DAMAG
S8B1B080M4PSB 211523LDHG | 395.294 | FURN 80K 80 U D L R 34H X 17.5W X DAMAG
S8B1B080M4PSBA | 1092.683 | FURN 80K 80 U D L R 34H X 17.5W X 28.75
S8B1B080M4PSCA | 1084 | FURN 80K 80 U D L R 34H X 17.5W X 28.75
S8B1B080M4PSCA 21303L0NHG | 409.647 | TOP OF FURNACE DAMAGED
S8B1C080M5PSA 19331KHNJG | 484.553 | FURN 80K 80 U D L R 34H X 21.0W X DAMAG
S8B1C080M5PSAA | 1037 | FURN 80K 80 U D L R 34H X 21.0W X 28.75
S8B1C080M5PSAB | 1134.426 | FURN 80K 80 U D L R 34H X 21.0W X 28.75
S8B1C080M5PSC 212736RFHG | 391.176 | FURN 80K 80 U D L R 34H X 21.0W X DAMAG
S8B1C080M5PSCA | 1109 | FURN 80K 80 U D L R 34H X 21.0W X 28.75
S8B1C080M5PSCA 212736P9HG | 435.882 | TOP AND BOTTOM DAMAGED
S8B1C080M5PSCA 22041503HG | 235.294 | FURN 80K 80 U D L R 34H X 21.0W DAMAGED
S8B1C100M5PSA 19226KHPHG | 335.294 | FURN 100K 80 U D L R 34H X 21.0W X 28.7
S8B1C100M5PSA 20214TW2HG | 25.6 | FURN 100K 80 U D L R 34H X 21.0W X DAMA
S8B1C100M5PSAA | 1065.574 | FURN 100K 80 U D L R 34H X 21.0W X 28.7
S8B1C100M5PSAB | 1259 | FURN 100K 80 U D L R 34H X 21.0W X 28.7
S8B1C100M5PSCA | 1154 | FURN 100K 80 U D L R 34H X 21.0W X 28.7
S8X1A040M3PSA 20501X2WHG | 296.875 | 40K FURNACE 80 U D L R, 1-STG, 34H X 14
S8X1A040M3PSAA | 1119.672 | 40K FURNACE 80 U D L R, 1-STG, 34H X 14
S8X1A040M3PSAB | 1108 | 40K FURNACE 80 U D L R, 1-STG, 34H X 14
S8X1A040M3PSCA | 1108 | 40K FURNACE 80 U D L R, 1-STG, 34H X 14
S8X1B060M3PSA 192616D5HG | 593.75 | 60K FURNACE 80 U D L R, 1-STG,34Hx17.5W
S8X1B060M3PSA 19261NYTHG | 396.875 | 60K FURNACE 80 U D L R, 1-STG,34Hx17.5W
S8X1B060M3PSA 2024115HJG | 772.358 | 60K FURNACE 80 U D L R, 1-STG,34Hx17.5W
S8X1B060M3PSA 2050156JJG | 401.25 | 60K FURNACE 80 U D L R, 1-STG,34Hx17.5W
S8X1B060M3PSAA | 1052.459 | 60K FURNACE 80 U D L R, 1-STG,34Hx17.5W
S8X1B060M3PSAB | 1242 | 60K FURNACE 80 U D L R, 1-STG,34Hx17.5W
S8X1B060M4PSAB | 1195.082 | 60K FURNACE 80 U D L R, 1-STG,34Hx17.5W
S8X1B060M4PSCA | 1172 | 60K FURNACE 80 U D L R, 1-STG,34Hx17.5W
S8X1B060M4PSCA 212954XLHG | 491.25 | Failed heat exchanger DAMAGED
S8X1B080M4PSA 19345Y6LHG | 27.2 | 80K FURNACE 80 U D L R, 1-STG,34Hx17.5W
S8X1B080M4PSA 1935135OHG | 356.25 | 80K FURNACE 80 U D L R, 1-STG,34Hx17.5W
S8X1B080M4PSA 19351XKOHG | 356.25 | 80K FURNACE 80 U D L R, 1-STG,34Hx17.5W
S8X1B080M4PSA 193722WXHG | 408.125 | 80K FURNACE 80 U D L R, 1-STG,34Hx17.5W
S8X1B080M4PSA 19441LF6HG | 27.2 | 80K FURNACE 80 U D L R, 1-STG,34Hx17.5W
S8X1B080M4PSA 200431G7HG | 27.2 | 80K FURNACE 80 U D L R, 1-STG,34Hx17.5W
S8X1B080M4PSA 20192R4EJG | 27.2 | 80K FURNACE 80 U D L R, 1-STG,34Hx17.5W
S8X1B080M4PSAA | 1122.951 | 80K FURNACE 80 U D L R, 1-STG,34Hx17.5W
S8X1B080M4PSAB | 1122.951 | 80K FURNACE 80 U D L R, 1-STG,34Hx17.5W
S8X1B080M4PSBA | 1316 | 80K FURNACE 80 U D L R, 1-STG,34Hx17.5W
S8X1B080M4PSC 212756A3JG | 472.5 | 80K FURNACE 80 U D L R, 1-STG,34HX17.5W
S8X1B080M4PSCA | 1224 | 80K FURNACE 80 U D L R, 1-STG,34Hx17.5W
S8X1C080M5PSA 19071SF3HG | 420.625 | 80K FURNACE 80 U D L R, 1-STG,34Hx21Wx2
S8X1C080M5PSA 19354KC5HG | 420.625 | 80K FURNACE 80 U D L R, 1-STG,34Hx21WxD
S8X1C080M5PSA 201913KJG | 27.2 | 80K FURNACE 80 U D L R, 1-STG,34HX21WX2
S8X1C080M5PSA 20191UJKJG | 27.2 | 80K FURNACE 80 U D L R, 1-STG,34Hx21Wx
S8X1C080M5PSA 201934DCHG | 440 | 80K FURNACE 80 U D L R, 1-STG,34Hx21W D
S8X1C080M5PSA 20202X61JG | 420.625 | 80K FURNACE 80 U D L R, 1-STG,34Hx21Wx2
S8X1C080M5PSA 20246XCSJG | 675.65 | 80K FURNACE 80 U D L R, 1-STG,34Hx21WxD
S8X1C080M5PSA 21083NN5HG | 485.625 | 80K FURNACE 80 U D L R, 1-STG,34HX21WX2
S8X1C080M5PSA 21194PXTHG | 485.625 | 80K FURNACE 80 U D L R, 1-STG,34HX21WX2
S8X1C080M5PSAA | 1154.098 | 80K FURNACE 80 U D L R, 1-STG,34Hx21Wx2
S8X1C080M5PSAB | 1259 | 80K FURNACE 80 U D L R, 1-STG,34Hx21Wx2
S8X1C080M5PSC 21301JC2JG | 444.375 | 80K FURNACE 80 U D L R, 1-STG,34HX21WX
S8X1C080M5PSCA | 1259 | 80K FURNACE 80 U D L R, 1-STG,34Hx21Wx2
S8X1C080M5PSCA 220937DJJF | 527.5 | Front left cabinet damage
S8X1C080M5PSCA 220937DKJG | 527.5 | Rear right cabinet Damaged DAMAGED
S8X1C100M5PSA 19343JUCHG | 27.2 | 100K FURNACE 80 U D L R 1-STG,34Hx21Wx
S8X1C100M5PSA 19343JXCHG | 434.375 | 100K FURNACE 80 U D L R 1-STG,34Hx21Wx
S8X1C100M5PSA 201210B0HG | 27.2 | 100K FURNACE 80 U D L R 1-STG,34Hx21Wx
S8X1C100M5PSA 2019131KJG | 434.375 | 100K FURNACE 80 U D L R 1-STG,34Hx21Wx
S8X1C100M5PSA 203620G1HG | 434.375 | 100K FURNACE 80 U D L R 1-STG,34Hx21Wx2
S8X1C100M5PSA 211822L6HG | 500.625 | 100K FURNACE 80 U D L R 1-STG,34HX21WX2
S8X1C100M5PSAB | 1406 | 100K FURNACE 80 U D L R 1-STG,34Hx21Wx2
S8X1C100M5PSC 201210B0HG | 500.625 | 100K FURNACE 80 U D L R 1-STG,34HX21WX2
S8X1C100M5PSC 21245X8GHG | 1001.25 | 100K FURNACE 80 U D L R 1-STG,34Hx21Wx2
S8X1C100M5PSCA | 1297 | 100K FURNACE 80 U D L R 1-STG,34Hx21Wx2
S8X1C100M5PSCA 21321PFDJG | 543.75 | DENTED BACK TOP
S8X1D120M5PSA 20035RYCHG | 468.75 | 120K FURNACE 80 U D L R 1-STG,34Hx24.5W
S8X1D120M5PSAA | 1229.508 | 120K FURNACE 80 U D L R 1-STG,34Hx24.5W
S8X1D120M5PSAB | 1285.246 | 120K FURNACE 80 U D L R 1-STG,34Hx24.5W
S8X1D120M5PSBA | 1439 | 120K FURNACE 80 U D L R 1-STG,34Hx24.5W
S8X1D120M5PSCA | 1339 | 120K FURNACE 80 U D L R 1-STG,34Hx24.5W
S8X2A040M3PSAA | 1306 | 40K FURNACE 80 U D L R, 2-STG,34Hx14.5W
S8X2B060M3PSAA | 1433 | 60K FURNACE 80 U D L R, 2-STG,34Hx17.5W
S8X2B060M4PSAB | 1365.354 | 60K FURNACE 80 U D L R, 2-STG,34Hx17.5W
S8X2B060M4PSCA | 1359 | 60K FURNACE 80 U D L R, 2-STG,34Hx17.5W
S8X2B080M4PSAA | 1272.441 | 80K FURNACE 80 U D L R, 2-STG,34Hx17.5W
S8X2B080M4PSAB | 1330.709 | 80K FURNACE 80 U D L R, 2-STG,34Hx17.5W
S8X2B080M4PSBA | 1404.724 | 80K FURNACE 80 U D L R, 2-STG,34Hx17.5W
S8X2B080M4PSCA | 1414 | 80K FURNACE 80 U D L R, 2-STG,34Hx17.5W
S8X2C080M5PSA 20174KWMHG | 415.625 | 80K FURNACE 80 U D L R, 2-STG,34Hx21W D
S8X2C080M5PSAB | 1437.795 | 80K FURNACE 80 U D L R, 2-STG,34Hx21Wx2
S8X2C080M5PSCA | 1449 | 80K FURNACE 80 U D L R, 2-STG,34Hx21Wx2
S8X2C100M5PSAB | 1441.538 | 100K FURNACE 80 U D L R 2-STG,34Hx21Wx2
S8X2C100M5PSCA | 1488 | 100K FURNACE 80 U D L R 2-STG,34Hx21Wx2
S8X2D120M5PSAB | 1373.228 | 120K FURNACE 80 U D L R 2-STG,34Hx24.5W
S8X2D120M5PSBA | 1478.462 | 120K FURNACE 80 U D L R 2-STG,34Hx24.5W
S8X2D120M5PSCA | 1524 | 120K FURNACE 80 U D L R 2-STG,34Hx24.5W
S9V2B060U3PSBB | 2376.667 | FURN 60K 96 U L R 34H X 17.5W X 28.5D V
S9V2B060U4PSBD | 2533 | FURN 60K 96 U L R 34H X 17.5W X 28.5D V
S9V2B080U4PSBB | 2566.667 | FURN 80K 96 U L R 34H X 17.5W X 28.5D V
S9V2B080U4PSBD | 2662 | FURN 80K 96 U L R 34H X 17.5W X 28.5D V
S9V2C080U5PSBD | 5208 | 80K BTU, 97% 2STG, FURN 34X21X28.5
S9V2C100U4PSA 17295JF23G | 991.25 | FURN 100K 96 U L R 34H X 21W X 28.5D
S9V2C100U4PSBB | 2811.667 | FURN 100K 96 U L R 34H X 21W X 28.5D
S9V2C100U5PSAA | 2472.581 | FURN 100K 96 U L R 34H X 21W X 28.5D VS
S9V2C100U5PSBB | 2901.667 | FURN 100K 96 U L R 34H X 21W X 28.5D VS
S9V2C100U5PSBD | 2806 | FURN 100K 96 U L R 34H X 21W X 28.5D
S9V2D120D5PSBA | 3167.521 | FURN 120K 96 DOWN 34H X 24.5W X 28.75D
S9V2D120U5PSB 204663WNKG | 1129.375 | FURN 120K 96 U L R 34H X 24.5W X DAMAGE
S9V2D120U5PSBD | 2958 | FURN 120K 96 U L R 34H X 24.5W X 28.5D
S9X1B040U3PSBA | 1783 | FURN 40K 96 U L R,CTM 34H X 17.5W X 28D
S9X1B060U4PSB 20203K4E3G | 356.25 | FURN 60K 96 U L R,CTM 34H X 17.5W X 28D
S9X1B060U4PSBA | 1884 | FURN 60K 96 U L R,CTM 34H X 17.5W X 28D
S9X1B080U4PSBA | 1943 | FURN 80K 96 U L R,CTM 34H X 17.5W X 28D
S9X1C080U5PSBA | 1999 | FURN 80K 96 U L R,CTM 34H X 21W X 28D
S9X1C100U5PSBA | 2059 | FURN 100K 95 U L R,CTM 34H X 21W X 28D
S9X1D120U5PSBA | 2134 | FURN 120K 95 U L R,CTM 34H X 24.5W X 28
SEN01829 | 93.279 | Coil temp sensor
SK101 | 88.889 | CONTROL WIRELESS STARTER KIT MODULE NEXI
SOURCING FEE | 0 | SOURCING FEE
SV2B040U3PSBC | 4473.3 | 40k Btu, 97% FURN, 2 stg, 34x17.5x28.75
SWT01278 | 75.175 | SWITCH;TCO, OPEN AT 150, CLOSE AT 120 F
TAM4A0A18S11ED | 1172.581 | AIR HANDLER CONVERTIBLE 18000 R410A 230
TAM4A0A24S21ED | 1213.008 | AIR HANDLER CONVERTIBLE 24000 R410A 230
TAM4A0A30S21ED | 1289.431 | AIR HANDLER CONVERTIBLE 30000 R410A 230
TAM4A0A36S31E 19032E061V | 531.25 | AIR HANDLER CONVERTIBLE 36000 R410A 230
TAM4A0A36S31E 19174SM31V | 450.175 | AIR HANDLER CONVERTIBLE 36000 R410A 230
TAM4A0A36S31E 204538BP1V | 494.363 | AIR HANDLER CONVERTIBLE 36000 R410A 230
TAM4A0A36S31ED | 1393.443 | AIR HANDLER CONVERTIBLE 36000 R410A 230
TAM4A0B42S31E 19173MS61V | 528.088 | AIR HANDLER CONVERTIBLE 42000 R410A 230
TAM4A0B42S31E 20191MSB1V | 771.875 | AIR HANDLER CONVERTIBLE 42000 R410A 230
TAM4A0B42S31E 20204H3K1V | 567.5 | AIR HANDLER CONVERTIBLE 42000 R410A 230
TAM4A0B42S31ED | 1488.525 | AIR HANDLER CONVERTIBLE 42000 R410A 230
TAM4A0C48S41E 19163PDE1V | 27.2 | AIR HANDLER CONVERTIBLE 48000 R410A 230
TAM4A0C48S41ED | 1595.041 | AIR HANDLER CONVERTIBLE 48000 R410A 230
TAM4A0C48S41S 14285J7JAV | 207.5 | AIR HANDLER CONVERTIBLE 48000 R410A 230
TAM4A0C60S51E 19181RPJ1V | 644.375 | AIR HANDLER CONVERTIBLE 60000 R410A 230
TAM4A0C60S51E 20135LR61V | 658.75 | AIR HANDLER CONVERTIBLE 60000 R410A 230
TAM4A0C60S51E 20183JM51V | 658.75 | AIR HANDLER CONVERTIBLE 60000 R410A 230
TAM4A0C60S51E 20195H3F1V | 658.75 | AIR HANDLER CONVERTIBLE 60000 R410A 230
TAM4A0C60S51ED | 1727.869 | AIR HANDLER CONVERTIBLE 60000 R410A 230
TAM7A0A24H21EA | 1365.354 | AIR HANDLER CONVERTIBLE 24000 R22 R410A
TAM7A0B30H21EA | 1428.346 | AIR HANDLER CONVERTIBLE 30000 R22 R410A
TAM7A0C36H31E 16165H1SAV | 906.25 | AIR HANDLER CONVERTIBLE 36000 R22 R410A
TAM7A0C36H31E 17261CN41V | 207.5 | AIR HANDLER CONVERTIBLE 36000 R22 R410A
TAM7A0C36H31EA | 1497.638 | AIR HANDLER CONVERTIBLE 36000 R22 R410A
TAM7A0C36H31SD | 1379.528 | AIR HANDLER CONVERTIBLE 36000 R22 R410A
TAM7A0C48H41E 16351UL7AV | 207.5 | AIR HANDLER CONVERTIBLE 48000 R22 R410A
TAM7A0C48H41E 16402K5BAV | 207.5 | AIR HANDLER CONVERTIBLE 48000 R22 R410A
TAM7A0C48H41SD | 1677.165 | AIR HANDLER CONVERTIBLE 48000 R22 R410A
TAM7B0C60H51EA | 1801.575 | AIR HANDLER CONVERTIBLE 60000 R22 R410A
TAM7B0C60H51S 14501NFMAV | 207.5 | AIR HANDLER CONVERTIBLE 60000 R22 R410A
TAM7B0C60H51S 15074L2RAV | 207.5 | AIR HANDLER CONVERTIBLE 60000 R22 R410A
TAM7B0C60H51SC | 1801.575 | AIR HANDLER CONVERTIBLE 60000 R22 R410A
TAM8A0C36V31CB | 1375.385 | AIR HANDLR VS COMMUNICAT 36000 R22 R410A
TAM8C0B30V21C 14252161BV | 207.5 | AIR HANDLER VS COMMUNICA 30000 R22 R410A
TAM8C0C36V31EA | 1268 | AIR HANDLR VS COMMUNICAT 36000 R22 R410A
TAM8C0C48V41EA | 1938.182 | AIR HANDLER COMMUNICAT 48000 R22 R410A 2
TAM9A0A24V21D 18114L2T1V | 598.75 | AIR HANDLER CONVERTIBLE 24000 R22 R410A
TAM9A0A24V21DA | 1844 | AIR HANDLER CONVERTIBLE 24000 R22 R410A
TAM9A0B30V31DA | 1919 | AIR HANDLER CONVERTIBLE 30000 R22 R410A
TAM9A0C36V31D 18082L9H1V | 356.25 | AIR HANDLER CONVERTIBLE 36000 R22 R410A
TAM9A0C36V31D 18211K6B1V | 356.25 | AIR HANDLER CONVERTIBLE 36000 R22 R410A
TAM9A0C36V31D 21345J891V | 758.125 | AIR HANDLER CONVERTIBLE 36000 R22 R410A
TAM9A0C36V31D 21353NSL1V | 758.125 | AIR HANDLER CONVERTIBLE 36000 R22 R410A
TAM9A0C36V31DA | 2002 | AIR HANDLER CONVERTIBLE 36000 R22 R410A
TAM9A0C36V31DA 21353M8DIV | 823.125 | Blower assembly broken DAMAGED
TAM9A0C42V41D 18155LD51V | 603.138 | AIR HANDLER CONVERTIBLE 42000 R22 R410A
TAM9A0C42V41D 20381LX61V | 27.2 | AIR HANDLER CONVERTIBLE 42000 R22 R410A
TAM9A0C42V41DA | 2158 | AIR HANDLER CONVERTIBLE 42000 R22 R410A
TAM9A0C48V41D 19163RP21V | 27.2 | AIR HANDLER CONVERTIBLE 48000 R22 R410A
TAM9A0C48V41D 19223RRH1V | 740.625 | AIR HANDLER CONVERTIBLE 48000 R22 R410A
TAM9A0C48V41D 20293KWS1V | 27.2 | AIR HANDLER CONVERTIBLE 48000 R22 R410A
TAM9A0C48V41D 203927T81V | 27.2 | AIR HANDLER CONVERTIBLE 48000 R22 R410A
TAM9A0C48V41D 21305N8W1V | 876.25 | AIR HANDLER CONVERTIBLE 48000 R22 R410A
TAM9A0C48V41DA | 2314 | AIR HANDLER CONVERTIBLE 48000 R22 R410A
TAM9A0C48V41DA 21392L4T1V | 951.25 | Cabinet damage DAMAGED
TAM9A0C60V51D 172421BP1V | 27.2 | AIR HANDLER CONVERTIBLE 60000 R22 R410A
TAM9A0C60V51D 183278XK1V | 715.625 | AIR HANDLER CONVERTIBLE 60000 R22 R410A
TAM9A0C60V51D 19183NH81V | 665.95 | AIR HANDLER CONVERTIBLE 60000 R22 R410A
TAM9A0C60V51D 20365J9A1V | 901.25 | AIR HANDLER CONVERTIBLE 60000 R22 R410A
TAM9A0C60V51D 21293J0H1V | 994.375 | AIR HANDLER CONVERTIBLE 60000 R22 R410A
TAM9A0C60V51DA | 2625 | AIR HANDLER CONVERTIBLE 60000 R22 R410A
TAYASCT501A | 72.881 | HEAT PUMP TIME DELAY RELAY 5 MIN
TAYPLUS103A | 244.9 | WIRE HARNESS CONNECTION KIT FURNACE-H/P
TAYSTAT250A | 64.957 | OUTDOOR TEMP CONTROL FOR HEAT PUMPS
TAYSTAT250B | 68.376 | OUTDOOR TEMP CONTROL FOR HEAT PUMPS
TAYTXVH0B3C | 135.593 | TXV R22 AC HP RETRO KIT 1/4 FS X OEM EXT
TAYTXVH0C3C | 129.771 | TXV R22 AC HP RETRO KIT 5/16 FS X OEM EX
TAYTXVH0E3C | 123.636 | TXV R22 AC HP RETRO KIT 3/8 FS X OEM EXT
TAYTXVH0G3C | 59.542 | TXV R22 AC HP RETRO KIT 3/8 FS X OEM EXT
TAYTXVH0H3C | 194.915 | TXV R22 AC HP RETRO KIT 3/8 FS X OEM EXT
TEM3A0C42S41SA | 909.231 | AIR HANDLER CONVERTIBLE 42000 R410A 230
TEM3A0C48S41SA | 1062.295 | AIR HANDLER CONVERTIBLE 48000 R410A 230
TEM3A0C60S51SA | 1208.333 | AIR HANDLER CONVERTIBLE 60000 R410A 230
TEM4A0B18S21S 203527JS3V | 326.25 | AIR HANDLER CONVERTIBLE 18000 R410A 230
TEM4A0B18S21SA | 719.444 | AIR HANDLER CONVERTIBLE 18000 R410A 230
TEM4A0B18S21SB | 949 | AIR HANDLER CONVERTIBLE 18000 R410A 230
TEM4A0B24S21SA | 1968.5 | AIR HANDLER CONVERTIBLE 24000 R410A 230
TEM4A0B24S21SB | 982 | AIR HANDLER CONVERTIBLE 24000 R410A 230
TEM4A0B30S31S 19481KR53V | 27.2 | AIR HANDLER CONVERTIBLE 30000 R410A 230
TEM4A0B30S31S 21112X2T3V | 411.875 | AIR HANDLER CONVERTIBLE 30000 R410A 230
TEM4A0B30S31S 21112X2Y3V | 411.875 | AIR HANDLER CONVERTIBLE 30000 R410A 230
TEM4A0B30S31S 21143XAL3V | 823.75 | AIR HANDLER CONVERTIBLE 30000 R410A 230
TEM4A0B30S31SB | 1016 | AIR HANDLER CONVERTIBLE 30000 R410A 230
TEM4A0B36S31SB | 1084 | AIR HANDLER CONVERTIBLE 36000 R410A 230
TEM4A0C37S31S 19153GYK3V | 458.375 | AIR HANDLER CONVERTIBLE 36000 R410A 230
TEM4A0C37S31S 20396KME3V | 455 | AIR HANDLER CONVERTIBLE 36000 R410A 230
TEM4A0C37S31SB | 1151 | AIR HANDLER CONVERTIBLE 36000 R410A 230
TEM4A0C42S41S 15492RJT2V | 350 | AIR HANDLER CONVERTIBLE 42000 R410A 230
TEM4A0C42S41S 20411KF13V | 481.875 | AIR HANDLER CONVERTIBLE 42000 R410A 230
TEM4A0C42S41S 20411M7L3V | 481.875 | AIR HANDLER CONVERTIBLE 42000 R410A 230
TEM4A0C42S41S 20414AA43V | 913.75 | AIR HANDLER CONVERTIBLE 42000 R410A 230
TEM4A0C42S41SA | 925.17 | AIR HANDLER CONVERTIBLE 42000 R410A 230
TEM4A0C42S41SB | 1219 | AIR HANDLER CONVERTIBLE 42000 R410A 230
TEM4A0C48S41 205464LJF3V | 484.375 | AIR HANDLER CONVERTIBLE 48000 R410A 230
TEM4A0C48S41S 19365KC73V | 433.313 | AIR HANDLER CONVERTIBLE 48000 R410A 230
TEM4A0C48S41S 200878WT3X | 356.25 | AIR HANDLER CONVERTIBLE 48000 R410A 230
TEM4A0C48S41SA | 1072.222 | AIR HANDLER CONVERTIBLE 48000 R410A 230
TEM4A0C48S41SB | 1352 | AIR HANDLER CONVERTIBLE 48000 R410A 230
TEM4A0C48S41SC | 1462.992 | AIR HANDLER CONVERTIBLE 48000 R410A 230
TEM4A0C60S51S 20214NUF3V | 561.875 | AIR HANDLER CONVERTIBLE 60000 R410A 230
TEM4A0C60S51S 21224SJW3V | 641.25 | AIR HANDLER CONVERTIBLE 60000 R410A 230
TEM4A0C60S51SB | 1622 | AIR HANDLER CONVERTIBLE 60000 R410A 230
TEM6A0B24H21SB | 1428 | AIR HANDLER CONVERTIBLE 24000 VAR SP R4
TEM6A0B30H21SB | 1509 | AIR HANDLER CONVERTIBLE 30000 VAR SP R4
TEM6A0C36H31S 192038RW3V | 607.5 | AIR HANDLER CONVERTIBLE 36000 VAR SP DAM
TEM6A0C36H31S 19481B2J3V | 950 | AIR HANDLER CONVERTIBLE 36000 VAR SP R41
TEM6A0C36H31SB | 1593 | AIR HANDLER CONVERTIBLE 36000 VAR SP R4
TEM6A0C42H41S 19162XGA3V | 580 | AIR HANDLER CONVERTIBLE 42000 VAR SP DAM
TEM6A0C42H41S 19223D9A3V | 668.75 | AIR HANDLER CONVERTIBLE 42000 VAR SP R41
TEM6A0C42H41S 19223SUS3V | 668.75 | AIR HANDLER CONVERTIBLE 42000 VAR SP R41
TEM6A0C42H41SB | 1752 | AIR HANDLER CONVERTIBLE 42000 VAR SP R4
TEM6A0C48H41S 18121L4A3V | 628.75 | AIR HANDLER CONVERTIBLE 48000 VAR SP R41
TEM6A0C48H41S 1832143F3V | 628.75 | AIR HANDLER CONVERTIBLE 48000 VAR SP R41
TEM6A0C48H41S 2024171B3V | 712.5 | AIR HANDLER CONVERTIBLE 48000 VAR SP DAM
TEM6A0C48H41S 204424AD3V | 681.875 | AIR HANDLER CONVERTIBLE 48000 VAR SP DAM
TEM6A0C48H41S 21013XX33V | 707.5 | AIR HANDLER CONVERTIBLE 48000 VAR SP DAM
TEM6A0C48H41S 21021L063V | 707.5 | AIR HANDLER CONVERTIBLE 48000 VAR SP DAM
TEM6A0C48H41S 2114387C3V | 356.25 | AIR HANDLER CONVERTIBLE 48000 VAR SP DAM
TEM6A0C48H41SB | 2044 | AIR HANDLER CONVERTIBLE 48000 VAR SP R4
TEM6A0C48H41SC | 2044 | AIR HANDLER CONVERTIBLE 4800 VAR SP
TEM6A0C60H51S 19262SNY3V | 593.75 | AIR HANDLER CONVERTIBLE 60000 VAR SP DAM
TEM6A0C60H51S 20101SC03V | 593.75 | AIR HANDLER CONVERTIBLE 60000 VAR SP DAM
TEM6A0C60H51SB | 2368 | AIR HANDLER CONVERTIBLE 60000 VAR SP R4
TEM6B0C60H51SA | 2368 | AIR HANDLER CONVERTIBLE 60000 VAR SP
TEM8A0B30V31DB | 1654 | AIR HANDLER VAR SPED 2.5TON 24V & COMMUN
TEM8A0C36V31DB | 1751 | AIR HANDLER VAR SPEED 3TON 24V & COMMUN
TEM8A0C48V41DB | 2214 | AIR HANDLER VAR SPEED 4TON 24V & COMMUN
TEM8A0C48V41DC | 2824 | AIR HANDLER VAR SPEED 4TON 24V & COMMUN
TEM8A0C60V51DA | 2183.636 | AIR HANDLER VAR SPEED 5TON 24V & COMMUN
TEM8A0C60V51DB | 2539 | AIR HANDLER VAR SPEED 5TON 24V & COMMUN
TEM8B0C60V51DA | 3239 | AIR HANDLER VAR SPEED 5TON 24V & COMMUN
TERVR100A1P00B | 1126.667 | ENERGY RECVRY VENTILATOR AM.STD/NEXIA, 1
TERVR200A1P00B | 1445.333 | ENERGY RECVRY VENTILATOR AM.STD/NEXIA, 2
TERVR300A1P00B | 1852 | ENERGY RECVRY VENTILATOR AM.STD/NEXIA, 3
TFE145A9FR2 | 481.557 | ELECTRONIC AIR CLEANER 14.5" 120V FRN
TFM145A0FR1 | 167.667 | 5" PLEATED FURNACE AIR FILTER ENCLOSURE
TFM145B0FR0 | 183.471 | 5" PLEATED FURNACE AIR FILTER ENCLOSURE
TFM245A0FR1 | 212.933 | 5" PLEATED FURNACE AIR FILTER ENCLOSURE
TFM245B0FR0 | 264.463 | 5" PLEATED FURNACE AIR FILTER ENCLOSURE
TFM260A0AH1 | 223 | 5" PLEATED AIR HANDLER FILTER ENCLOSURE
TFM260B0AH0 | 221.488 | 5" PLEATED AIR HANDLER FILTER ENCLOSURE
THC036E4REA05N0 | 11705.6 | NON STOCK 3 TON PACK
THC060F3RJA05T5 | 19604.4 | 5 TON PACK COOL 230/3 HI EFF
THC060F4E0A005D | 14222.8 | 5T STRAIGHT COOL 460 3/0 CONV
THC060F4REA05N0 | 14895.5 | NON STOCK 5 TON PACK
THC092F4ECA2600A1 | 22409.9 | 7.5 TON ST COOL PKG
THC092F4RGA05N0 | 20131.4 | NON STOCK 7.5 TON PACK
THC092F4RKA2WWT | 27903.1 | 7.5T STRAIGHT COOL CONV 460 3/0 RELIATEL
THC102F3RNA0TNV | 35814.3 | 8.5 TON PACK COOL 230/3 HI EFF
THC120F4R0A0DYX | 31737.8 | 10 TON PACK COOLING 460/3 CONV.
THD150G3R0D053W | 40517 | 12.5T HI EFF DWNFL 230V 3P ST COOL FIOPS
THD180G3R0D053W | 44109.9 | 15T HI EFF DWNFL 230 3PH ST COOL FIOPS
TMM4B0A18S21SA | 1705 | 1.5K BTU, AIR HANDLER PSC MOTOR, 230/1
TMM4B0A24S21SA | 1996.4 | 2 TON NOM BTU, AIR HANDLER, 230/1
TMM4B0B30S21SA | 2309.5 | 2.5 NOM BTU, AIR HANDLER, 230/1
TMM4B0B36S31SA | 2563.7 | 3 TON, NOM BTU, AIR HANDLER 230/1
TMM5B0A24M21SA | 2346.7 | 2 TON NOM BTU, AIR HANDLER, 230/1
TMM5B0B30M21SA | 2610.2 | 2.5 TON, NOM BTU, AIR HANDLER, 230/1
TMM5B0B36M31SA | 2889.2 | 3 TOM, NOM BTU, AIR HANDLER, 230/1
TSC036G4E0A0000 | 7669.4 | 3T STRAIGHT COOL PKG CONV 460 3/0
TSC048G4R0A0000 | 9513.9 | 4 TON PACKAGED COOLING 460/3 CONV.
TSC060E3R0A0000 | 3213.415 | PKG AC UNIT 5 TON 13 SERIES 230 3PH SXS
TSC060G3E0A0000 | 10149.4 | 5T STRAIGHT COOL CONV 230 3/0 PKG
TSC060G3R0A0000 | 10710.5 | 5 TON, PKG AC, CONV, FIOPS, 230/3
TSC060G3REA01MY | 14889.3 | 5 TON, PKG AC, CONV, FIOPS, 208-230/3
TSC060G3REA1N1Q | 18175.3 | AM STD 5T CLG ONLY 208/230 3PH PKG
TSC060G4R0A0000 | 10326.1 | PKG 5TON 460V 3PH CONV UNIT
TSC072E4E0A011G | 3065.854 | PKG AC UNIT 6 TON 13 SERIES 460 3PH CNV
TSC072H3E0A0000 | 11355.3 | 6 TON, PKG AC, CONV, FIOPS, 230/3
TSC090H3E0A0000 | 14458.4 | 7.5 TON ST COOL PKG UNIT 208-230/3/60
TSC090H4E0A0000 | 13630.7 | 7.5T STRAIGHT COOL PKG CONV 460 3/0
TSC090H4ECA00LV | 18370.6 | 7.5T ST COOL 460 3/0 PKG CONV STD EFF
TSC090H4ECA00U2 | 17626.6 | 7.5T STRAIGHT COOL 460 3/0 CONV STD EFF
TSC120H3E0A0000 | 16519.9 | 10 TON STRT COOL 230V/3PH
TSC120H3R0A0000 | 0 | 10T STR COOL RELIATEL 230 3PH
TSC120H4E0A0000 | 16079.7 | 10 TON, PKG AC, STD EFF
TSC120H4EGA0V9V | 22719.9 | 10T STRAIGHT COOL 460 3/0 CONV
TSC120H4R0A55NA | 30209.5 | 10T STRAIGHT COOL CONV 460 3/0 RELIATEL
TSD150G3R0C0000 | 23206.6 | 12.5 TON, PKG AC, STD EFF, FIOPS, 230/3
TSD150G3RNC1NEF | 31629.3 | 12.5 TON, AC PKG UNIT, DOWN, 208-230/3
TSD150G3RNC1NQ | 35107.5 | AM STD 12.5 CLG ONLY 208/230 3PH PKG
TSD150G4R0C0000 | 23904.1 | 12.5 TO PACK COOLING 460/3 DOWN FLOW
TSD150G4RGC00SY | 28839.3 | 12.5 TON PACK COOL 460/3 DOWN FLOW FIOPS
TSD180G3R0C0000 | 30417.2 | 15 Pkg A/C, 230V-3, Down
TSD180G3R0C005D | 27590 | 15 STRAIGHT COOL 230 3/0 HAILGUARD
TSD180G4R0C0000 | 25534.7 | 15 TON PACKAGED COOL 460/3 DOWN FLOW
TSD180G4RGC00SY | 32063.3 | 15 TON PACK COOL 460/3 DOWN FLOW FIOPS
TSD240G3R0C0000 | 43145.8 | 20T STRAIGHT COOL 230 3/0 DOWNDRAFT
TSD240G4R0C0000 | 38765.5 | AM STD 20 TON AC PK 460 VOLT 3 PHASE
TSD300G4R0C0000 | 53620.7 | 25T STR COOL DWNFLW 460V 3PH
TSD300G4RNC005D | 47572.6 | 25T STRAIGHT COOL 460 3/0 DOWNDRAFT
TSH210G4R0C0000 | 39264.6 | 17.5T STRAIGHT COOL 460 3/0 HORIZONTAL
TSH240G3R0C0000 | 37947.1 | 20 TON PACKAGED COOLING 230/3 HORIZ.
TSH240G4R0C0000 | 36921 | 20 TON, PKG AC, HORIZONTAL, FIOPS 460/3
TSH300G3R0C0000 | 42783.1 | 25T STRAIGHT COOL PKG 230 3/0 HORIZONTAL
TSH300G4R0C0000 | 39233.6 | AM STD 25T PKG COOLING
TTA07243AABE001 | 6773.5 | 6T ELECMECH SC SINGLE CIR COND 230V 3PH
TTA07244AABE001 | 6773.5 | AM STD 6 TON AC COND 460V 3PH
TTA09023AAAE001 | 4004.878 | COND UNIT 7.5 TON DRY A/C 230 3PH R22
TTA09023ABAE001 | 4285.366 | COND UNIT 7.5 TON DRY A/C 230 3PH R22
TTA09024AAAE001 | 4285.366 | COND UNIT 7.5 TON DRY A/C 460 3PH R22
TTA09043AAAE001 | 3602.439 | COND UNIT 7.5 TON DRY A/C 230 R410A
TTA09043AAAE00K | 4084.146 | COND UNIT 7.5 TON DRY A/C 230 R410A
TTA09043AABE001 | 4104.878 | COND UNIT 7.5 TON DRY A/C 230 R410A
TTA09043DAAE00K | 10964.7 | 7.5 TON COND AC, 230/3
TTA09044AABE001 | 6727 | 7.5 TON, AC CONDENSER, STD EFF, 460/3
TTA09044DAAE00K | 10964.7 | 7.5T ST COOL 460 3/0 DUAL CIR 2 COMP
TTA090D300A | 2518.293 | COND UNIT 7.5 TON 10 SERIES 230 R410A
TTA090G300A | 2819.512 | COND UNIT 7.5 TON 10 SERIES 230 R410A
TTA090G300A 18051SDAYA | 3583.6 | COND UNIT 7.5 TON 10 SERIES 230 DAMAGED
TTA12023ABAE001 | 5534.146 | COND UNIT 10 TON DRY A/C 230 3PH R22
TTA12043AABE001 | 4954.878 | COND UNIT 10 TON DRY A/C 230 3PH R410A
TTA12043CABE001 | 5503.659 | COND UNIT 10 TON DRY A/C 230 3PH R410A
TTA12043DAAE00K | 13987.2 | 10 TON COND AC, 230/3
TTA12044CABE001 | 13072.7 | 10T STRAIGHT COOL 460 3/0 R410A DRY
TTA12044DAAE00K | 14966.8 | 10 TON CONDENSER 460/3
TTA120A400G | 3373.171 | COND UNIT 10 TON DRY 10 SERIES 460 3PH R
TTA120E300A | 3425.61 | COND UNIT 10 TON DUAL CIRC 9 SERIES 230
TTA15043DAAE00K | 16600.5 | 12.5 TON COOLING CONDENSER 230/3
TTA18044DABE001 | 0 | 15T STRAIGHT COOL COND 460 3/0 DUAL CIRC
TWA07243AAAE00K | 3581.707 | COND UNIT 6.0 TON HP DRY 11 SERIES 230 3
TWA07243AABE0 19211133YA | 7657 | COND UNIT 6.0 TON HP DRY 11 SERIES 230 3
TWA07243AABE002 | 3459.756 | COND UNIT 6.0 TON HP DRY 11 SERIES 230 3
TWA07243DAAE00K | 0 | 6 TON HP COND DUAL CIR 208-230V 3PH
TWA09023AAAE00K | 5259.756 | COND UNIT 7.5 TON HP DRY 11 SERIES 230 3
TWA09023AABE002 | 4793.902 | COND UNIT 7.5 TON HP DRY 11 SERIES 230 3
TWA09043AAAE00K | 5118.293 | COND UNIT 7.5 TON HP DRY 230 3PH R410A
TWA09043AABE002 | 4660.976 | COND UNIT 7.5 TON HP DRY 230 3PH R410A
TWA09044AAAE002 | 4660.976 | COND UNIT 7.5 TON HP DRY 11 SERIES 460 3
TWA09044AAAE00K | 5118.293 | COND UNIT 7.5 TON HP DRY 11 SERIES 460 3
TWA09044AABE002 | 4660.976 | COND UNIT 7.5 TON HP DRY 11 SERIES 460 3
TWA0904WAABE002 | 12254.3 | 7.5 ton cond unit 460-3
TWA090A40RG | 3142.683 | COND UNIT 7.5 TON HP DRY 11 SERIES 460 3
TWA090D30RA 17394U6FYA | 67.456 | COND UNIT 7.5 TON HP SP ONE CURCUIT 230-
TWA12023AABE002 | 6650 | COND UNIT 10 TON HP DRY 11 SERIES 230 3P
TWA12043AAAE00K | 6535.366 | COND UNIT 10 TON HP DRY 230 3PH R410A
TWA12043AABE002 | 5986.585 | COND UNIT 10 TON HP DRY 230 3PH R410A
TWA12043DAAE00K | 15351.2 | 10T SYMBIO HP CON DUAL CIRC 230V 3PH
TWA12044AAAE00K | 6535.366 | COND UNIT 10 TON HP DRY 460 3PH R410A
TWA120A40RG | 4074.39 | COND UNIT 10 TON HP DRY 11 SERIES 460 3P
TWA120D30RB | 4396.341 | COND UNIT 10 TON HP SP ONE CURCUIT,230-3
TWA18043DAAE00K | 20797.9 | SYMBIO CONTROLS 230V 3PH DUAL CIRC HP
TWA18044DAAE00K | 20797.9 | 15 TON DUAL CIRCUT COND 460/3PH
TWA180E40RA | 6406.098 | COND UNIT 15 TON HP SP 10 SERIES 460 3PH
TWA24023DAAE00K | 29496.5 | 20T HP COND 230-3 R-22 DRY DUAL CIR
TWA24043DAA00K | 26554.6 | AM STD 20T DUAL CIRC HP COND 208-230/3
TWA24043DAAE00K | 0 | NON STOCK 20 TON HEAT PUMP COND. 230/3
TWA24044DAAE00K | 27881.4 | 20 TON HEAT PUMP CONDENSER 460/3
TWA240E40RA | 8123.171 | COND UNIT 20 TON HP SP 10 SERIES 460 3PH
TWA240E40RA 164820BXTA | 10732.2 | COND UNIT 20 TON HP SP 10 SERIES 460 3PH
TWE049E13FB | 1534.6 | CONVERT VS AIR HANDLER 49000 R22 230
TWE06041AAAP004 | 3484.4 | 5 TON AIR HANDLER 230 1/0
TWE06043AAAP004 | 3258.1 | NON STOCK AM STD COMM AIR HANDLER
TWE06043AAAP006 | 4045.5 | 5 TON AIR HANDLER 230/3
TWE06044AAAP006 | 4045.5 | Air Handler, 5 ton, R410A, 460V-3, H/P
TWE07243BAAP004 | 4544.6 | 6T DUAL CIRC A/H 208-230V 3PH
TWE07243BAAP008 | 6348.8 | 6 TON, DUAL CIRC, AIR HANDLER, 208-230/3
TWE07243BAAP009 | 6677.4 | 7.5 TON, AIR HANDLER, 2 CRKT, 208-230/3
TWE09041AAAP006 | 1937.805 | AIR HANDLER,ONE CURCUIT, UP/LEFT/RIGHT,2
TWE09043AAAP006 | 1937.805 | AIR HANDLER,ONE CURCUIT, UP/LEFT/RIGHT,2
TWE09044BAAP008 | 10040.9 | 7.5T AIR HNDLR 460-3 DUAL CIR 2 STG VAV
TWE09044BAAP009 | 10558.6 | 7.5 T, 2 stg/SZVAV, Air Handler 460/3
TWE090D100A | 1332.927 | AIR HANDLER CONVERTIBLE 90000 R410A 230
TWE12041AAAP006 | 6181.4 | 10 TON, AIR HANDLER, 230/1
TWE12043AAAP0 18371784BA | 67.456 | AIR HANDLER,ONE CURCUIT, UP/LEFT/RIGHT,2
TWE12043AAAP004 | 2431.707 | AIR HANDLER,ONE CURCUIT, UP/LEFT/RIGHT,2
TWE12043AAAP006 | 2431.707 | AIR HANDLER,ONE CURCUIT, UP/LEFT/RIGHT,2
TWE12043BAAP006 | 6351.9 | 10 TON AIR HANDLER, 230/3
TWE15043BAAP006 | 9414.7 | 12.5 TON AIR HANDLER
TWE18043BAAP004 | 0 | AMERICAN STANDARD A/H 15TON 208/230V 3PH
TWE18043BAAP006 | 8565.3 | SYMBIO CONTROLS 230V 3PH DUAL CIRC
TWE18043BAAP008 | 15729.4 | 15 Ton, 2 stg, SZVAV, Air Handler 230/3
TWE180E300A | 2308.537 | AIR HANDLER CONVERTIBLE 180000 R410A 23
TWE24043BAAP004 | 10050.2 | 20T AIR HNDLR 230-3 SYMBIO DUAL CIR R410
TWE24043BAAP006 | 8943.5 | NON STOCK 20 TON AIR HANDLER 230/3
TWE240BAAP006 | 10050.2 | 20 TON AIR HANDLER 230/3 SYMBIO
TWE9043BAAP006 | 5065.4 | 7.5 TON AIR HANDLER, 230/3
VAL12457 | 50.499 | NON STOCK
VOLUME REBATE, BUILDER | 0 | VOLUME REBATE BUILDER EQ
VOLUME REBATE, RESIDENT | 0 | VOLUME REBATE RESIDENT L
WCO100NX | 176.271 | WIRELESS OUTDOR CAMERA NEXIA HOME LINK
WCW100NNSL | 160 | WIRELESS WEB CAMERA SCHLAGE LINK
WHC036H3R0B007V | 13847.7 | 3T HIGH EFF PKG HP 230 3/0 CONV
WHC036H4R0B0000 | 11609.5 | 3T HI EFF PKG HP 15.7SEER 460/3/60
WHC036H4R0B005D | 12648 | 3 PKG HP, 460-3
WHC036H4R0B02ZG | 15109.4 | 3 TON PACKAGED HEAT PUMP 460/3 HIGH EFF
WHC036H4R0B19EC | 14638.2 | 3 TON PACK HP 460/3
WHC0484R0A16Z4 | 19285.1 | 4 TON PACK HEAT PUMP 460
WHC048H3R0A0000 | 13162.6 | 4 ton High Efficiency pkg HP 208/230 3PH
WHC048H3R0A005D | 13602.8 | 4 TON, PKG HP, CONV, FIOPS, 230/3
WHC048H3RBA00Y7 | 17440.6 | 4 TON, PKG HP, HI EFF, FIOPS, 208-230/3
WHC048H4R0A000 | 14938.9 | 4 TON HI EFF PACK HP 460/3
WHC048H4R0A005D | 15109.4 | 4 PKG HP, 460-3
WHC048H4R0A16Z4 | 19285.1 | 4 TON PACKAGED HEAT PUMP 460/3
WHC048H4R0A32TW | 19427.7 | 4 TON HI EFF PACK HP 460/3 FIOP
WHC048H4R0B19EC | 17180.2 | 4 TON HI EFF PACK HP 460/3 FIOP
WHC060H3R0A0000 | 14734.3 | 5 ton convertible HP High Eff
WHC060H3R0A0024 | 20050.8 | 5 TON, PKG HP, HI EFF, FIOPS, 230/3
WHC060H3R0A005D | 16079.7 | 5T RELIATEL HI EFF CONV 208-230V 3PH
WHC060H3R0A00LV | 17409.6 | 5 Ton Pkg HP, Hi Eff, Conv, Fiops, 230/3
WHC060H3R0A0V98 | 17632.8 | 5 TON, PKG HP, FIOPS, CONV, 230/3
WHC060H4R0A0000 | 16702.8 | 5 TON HI EFF PACK HP 460/3
WHC060H4R0A005D | 16991.1 | 5 PKG HP, 460-3
WHC060H4R0A02ZG | 19818.3 | 5 TON PACKAGED HEAT PUMP 460/3 HIGH EFF
WHC060H4R0A16Z4 | 20233.7 | 5 TON HIGH EFF PACK HP 460/3 FIOP
WHC074H3R0A005D | 18832.5 | 6TON HI EFF RELIATEL CONV 230V 3PH
WHC074H4R0A02ZG | 21061.4 | 6 TON HEAT PUMP 460/3 CONV.
WHC074H4R0A1DQY | 20887.8 | 6 TON, HIGH EFFICIENCY CONV, 460V 3PH
WHC074H4R0A1KUA | 23265.5 | 6 TON, HIGH EFFICIENCY CONV, 460V 3PH
WHC092H3R0A0000 | 0 | 7.5 TON, PKG HP, HI EFF, CONV, 208-230/3
WHC092H3R0A0024 | 23392.6 | 7.5 TON, PKG HP, HI EFF, FIOPS, 230/3
WHC092H3R0A005D | 21402.4 | 7.5T RELIATEL HI EFF CONV 208-230V 3PH
WHC092H4R0A0000 | 19951.6 | 7.5 TON HI EFF PACK HP 460/3
WHC102H3R0A001D | 24186.2 | 8.5 TON, PKG HP, HI EFF, CONV, 230/3
WHC102H3R0A005D | 21634.9 | 8.5 TON, PKG HP, HI EFF, CONV, 208-230/3
WHC120H4R0A005D | 26917.3 | 10T HI EFF HP CONV PACK 460V 3PH
WIR03202 | 94.643 | WIRE; CONTROLS HARNESS
WIR10632 | 7.719 | ELECTRIC HEAT, SYMBIO ADAPTER
WSC036E3R0A00 162813456L | 4270.25 | 3 TON PKG HEAT PUMP 13 SERIES R410A DAMA
WSC036H3R0A0000 | 3649.412 | 3 TON PKG HEAT PUMP 14 SERIES R410A 230
WSC036H3R0A0033 | 11305.7 | 3 TON, PKG HP, STD EFF, FIOPS, 208-230/3
WSC036H4R0A0000 | 3696.471 | 3 TON PKG HEAT PUMP 14 SERIES R410A 460
WSC036H4R0A0033 | 11305.7 | 3 TON, PKG HP, STD EFF, FIOPS, 460/3
WSC036H4R0A00Z7 | 12719.3 | 3T PKG HP CONV 460 3/0
WSC036H4R0A0B7T | 12238.8 | 3T HP PACK CONV 460V 3PH FIOP
WSC048H3R0A00 183314774L | 1178 | 4 TON PKG HEAT PUMP 14 SERIES 230 3PH DA
WSC048H3R0A00 211213607L | 4594.2 | 4 TON PKG HEAT PUMP 14 SERIES 230 3PH DA
WSC048H3R0A0000 | 4191.765 | 4 TON PKG HEAT PUMP 14 SERIES 230 3PH R4
WSC048H3R0A0033 | 12682.1 | 4 TON, PKG HP, STD EFF, FIOPS, 208-230/3
WSC048H3R0A00FM | 12145.8 | 4 TON, PKG HP, STD EFF, FIOPS, 208-230/3
WSC048H3R0A00U2 | 11380.1 | 4 TON, PKG HP, STD EFF, FIOPS, 208-230/3
WSC048H4R0A00 184613359L | 4876.3 | 4 TON PKG HEAT PUMP 14 SERIES 460 3PH R4
WSC048H4R0A00 191810585L | 4876.3 | 4 TON PKG HEAT PUMP 14 SERIES 460 3PH R4
WSC048H4R0A00 192510487L | 4876.3 | 4 TON PKG HEAT PUMP 14 SERIES 460 3PH DA
WSC048H4R0A0000 | 4240 | 4 TON PKG HEAT PUMP 14 SERIES 460 3PH R4
WSC048H4R0A0033 | 12682.1 | 4 TON, PKG HP, STD EFF, FIOPS, 460/3
WSC060E1R0A0000 | 3495.122 | PKG HEAT PUMP 5 TON 13 SERIES 230 1PH R4
WSC060H3R0A00 192513201L | 1178 | 5 TON PKG HEAT PUMP 14 SERIES R410A DAMA
WSC060H3R0A00 200610428L | 67.456 | 5 TON PKG HEAT PUMP 14 SERIES R410A DAMA
WSC060H3R0A0000 | 4752.941 | 5 TON PKG HEAT PUMP 14 SERIES R410A 230
WSC060H3R0A00LV | 15211.7 | 5 TON, PKG HP, STD FF, FIOPS, 230/3
WSC060H3R0A00U2 | 12914.6 | 5 TON, PKG HP, STD EFF, FIOPS, 208-230/3
WSC060H4R0A00 180911397L | 5521.1 | 5 TON PKG HEAT PUMP 14 SERIES R410A 460
WSC060H4R0A00 202711733L | 4611.25 | 5 TON PKG HEAT PUMP 14 SERIES R410A DAMA
WSC060H4R0A0000 | 4801.176 | 5 TON PKG HEAT PUMP 14 SERIES R410A 460
WSC060H4R0A001S | 0 | 5 TON, PKG HP, STD EFF, CONV, FIOPS, 460
WSC060H4R0A0033 | 14473.9 | 5 TON, PKG HP, STD EFF, FIOPS, 460/3
WSC060H4R0A00FM | 12964.2 | 5 TON, PKG HP, STD EFF, FIOPS, 460/3
WSC060H4R0A00R8 | 13472.6 | 5 TON, PKG HP, STD EFF, FIOPS, 460/3
WSC072E3R0A0000 | 4395.294 | PKG HEAT PUMP 6 TON R410 11.4 EER 230 3
WSC072H3R0A0000 | 5281.176 | PKG HEAT PUMP 6 TON R410 11.4 EER 230 3
WSC072H3R0A1YTK | 18212.5 | 6 TON PACK HP 230/3 FIOP
WSC072H4R0A00 192515033L | 6127.15 | PKG HEAT PUMP 6 TON R41 11.4 EER 460 3P
WSC072H4R0A0000 | 5329.412 | PKG HEAT PUMP 6 TON R410 11.4 EER 460 3
WSC090E3R0A00 181111070L | 6520.85 | PKG HEAT PUMP 7.5 TON R4 11.1 EER 230 3P
WSC090E3R0A000 142813461 | 6520.85 | PKG HEAT PUMP 7.5 TON R4 11.1 EER 230 3P
WSC090H3R0A00 193314135L | 5816.375 | PKG HEAT PUMP 7.5 TON R4 11.1 EER 230 3P
WSC090H3R0A00 203013256L | 6717.7 | PKG HEAT PUMP 7.5 TON R4 11.1 EER 230 3P
WSC090H3R0A0000 | 6130.588 | PKG HEAT PUMP 7.5 TON R410 11.1 EER 230
WSC090H4R0A00 212913956L | 6767.3 | PKG HEAT PUMP 7.5 TON R4 11.1 EER 460 3P
WSC090H4R0A0000 | 6175.294 | PKG HEAT PUMP 7.5 TON R410 11.1 EER 460
WSC092H3R0A0000 | 14861.4 | 7.5 TON,1C, PKG HP, STD EF, CONV, 230/3
WSC092H4R0A0000 | 14969.9 | 7.5 TON,2C, PKG HP, STD EF, CONV, 460/3
WSC092H4R0A02ZG | 20404.2 | 7.5 TON PACKAGED HEAT PUMP 460/3 CONV.
WSC092H4R0A1EPK | 20695.6 | 7.5 TON, PKG HP, STD EFF, CONV, 460/3
WSC102H3R0A0000 | 14077.1 | 8.5T PKG HEAT PUMP 230 3/0
WSC102H4R0A0000 | 6357.317 | 8.5 TON, PKG HP, CONV, FIOPS, 460/3
WSC120H3R0A00 201710001L | 67.456 | PKG HEAT PUMP 10 TON R41 11.2 EER 230 3P
WSC120H3R0A00 203110610L | 8835 | PKG HEAT PUMP 10 TON R41 11.2 EER 230 DA
WSC120H3R0A0000 | 8061.176 | PKG HEAT PUMP 10 TON R410 11.2 EER 230 3
WSC120H3R0A44WF | 27317.2 | AM STD 10T PKG HEAT PUMP
WSC120H3R0A50U9 | 29174.1 | 10T PKG HT PUMP W/FIOPS 208-230/3/60
WSC120H3R0A513X | 29763.1 | 10T PKG HT PUMP W/FIOPS 208-230/3/60
WSC120H3RNA000V | 25875.7 | 10ton am std heatpump 230-3 w econ,hail
WSC120H4R0A0000 | 8107.059 | PKG HEAT PUMP 10 TON R410 11.2 EER 460 3
WSC120H4R0A02ZG | 25131.7 | 10 TON PACKAGED HEAT PUMP 460/3 CONV.
WSC120H4R0A10VA | 31858.7 | 10 TON, PKG HP, STD EFF, CONV, 460/3
WSC120H4RKA01QV | 29090.4 | 10ton am std 460-3 with econ,hail gd,smo
WSD150E3R0D0000 | 25091.4 | 12.5 TON PACK HP 230/3 DOWNFLOW
WSD150E3R0D0318 | 34428.6 | 12.5T PKG HP DOWNFLOW 230 3/0
WSD150E3R0D1YTK | 34031.8 | 12.5 TON PACK HEAT PUMP 230/3 FIOP
WSD150E4R0D0000 | 24155.2 | NON STOCK 12.5 TON PACK HP 460/3 DOWNFLO
WSD180E3R0D0000 | 28861 | 15 TON HP PACK 208-230V 3PH DOWNFLOW
WSD180E3R0D0318 | 39091 | 15T PKG HP DOWNDRAFT 230 3/0
WSD180E3R0D5AEA | 38557.8 | 15 TON PACK HEAT PUMP 230/3 FIOP
WSD180E3RPD015X | 1841.4 | 15ton heat pump w 27kw,econ,hg
WSD180E4R0D0000 | 27782.2 | 15 TON HP PACK DWNFLW
WSD180E4R0D5ENM | 49348.9 | 15 TON PACK HEAT PUMP 460/3 DOWNFLOW
WSD240E3R0A0000 | 39205.7 | AM STD 20T HT PUMP 208/230 3PH
WSD240E3R0D0000 | 41412.9 | 20 TON PACK HP 230/3 DOWNFLOW
WSD240E4R0D0000 | 19491.429 | 20 TON PACKAGED HP 460/3 DOWN FLOW
WSH150E4R0D0000 | 27655.1 | AM STD 12.5 TON HP HORIZ 460 VOLT 3 PHAS
WSH180E3R0D0000 | 30882.2 | 15T HP PACK HORIZONT 208-230V 3PH
WSH180E4R0D0000 | 29729 | 15 TON PACK HP 460/3
WSH240E3R0D0000 | 44311.4 | AM STD 20T HORIZ DISCH 208-230/3/60
WSH240E4R0D0000 | 0 | 20T PKG HP HORIZ 460V 3PH
WSH240G3R0D0000 | 44305.2 | 20 TON PACKAGED HEAT PUMP 230/3 HORIZ.
YHC036E1EMB000D | 3904.286 | PKG GAS PACK 3 TON,230V, 15.2 SEER, 13 E
YHC036E3RHA090V | 13646.2 | 3T HIGH EFF GAS PKG CONV 230 3/0 HI HEAT
YHC036E3RLA0QHW | 14303.4 | 3ton 230-3 econmizer,smk det hail gd
YHC036E3RMA005D | 10217.6 | 3 TON, PKG GE, HI EFF, FIOPS, 208-230/3
YHC036E4ELA005D | 10112.2 | 3 TON, PKG GAS, HI EFF, CONV, 460/3
YHC048F3ELA005D | 12576.7 | 4 TOOKG GE, LOW HT, HI EFF, 208-230/3
YHC048F3ELA02QT | 15025.7 | 4T HIGH EFF GAS PKG 230 3/0 CONV LOW HT
YHC048F3RHA090V | 15698.4 | 4T GAS PKG CONV 230-3 HIGH EFF HIGH HEAT
YHC048F3RLA005D | 12307 | 4 TON,PKG GAS, HI EF, CONV, FIOPS, 230/3
YHC048F3RLA00CS | 14055.4 | 4 TON, PKG GE, LOW HT, HI EFF, 208-230/3
YHC048F3RLA1LG9 | 16572.6 | 4ton am std 230-3 hi seer
YHC048F4ELA005D | 0 | 4 TON, PKG GAS, HI EFF
YHC048F4RLA132N | 15707.7 | 4T HIGH EFF GAS PKG CONV 460 3/0
YHC060F1ELB0000 | 16314.634 | 5 TON GAS PACK 12 SERIES 230 1PH CNV
YHC060F3ELA005D | 13419.9 | American Standard 5 Pkg Gas/Elec, 230V-3
YHC060F3ELA0PPH | 14759.1 | 5 TON,PKG GAS HI EFF, CONV, FIOPS, 230/3
YHC060F3EMA0PPH | 15038.1 | 5 TON, PKG GAS HI EFF, CONV FIOPS 230/3
YHC060F3RLA0KYR | 16699.7 | 5 TON, PKG GE, LOW HT, HI EFF, 208-230/3
YHC060F3RLA1LG9 | 18395.4 | 5ton am std 230-3
YHC060F3RMA03RM | 19210.7 | 5 TON GAS PACK 230/3 FIOPS HI EFF
YHC060F4ELA005D | 0 | 5 TON, PKG GAS, HI EFF
YHC060F4RLA132N | 17511.9 | 4T HIGH EFF GAS PKG 460 3/0 CONV
YHC067E3RHA0000 | 17422 | 5 TON HIGH EFFI
YHC067E3RLA0MKZ | 20484.8 | 5ton 230-3 econo,smk det hail gd
YHC067E4RLA55PT | 27351.3 | 5T GAS PKG CONV 460 3/0 RELIATEL
YHC072F3ELA005D | 15372.9 | 6 TON, PKG, GAS, HI EFF, CONV, 230/3
YHC072F3RLA001D | 18051.3 | 6 TON, PKG GE, LOW HT, HI EFF, 208-230/3
YHC072F4ELA005D | 16581.9 | 6 TON, PKG GAS, HI EF, CONV, 460/3
YHC072F4RMA0033 | 21563.6 | 6 TON PACKAGED GAS 460/3 CONV. FIOP
YHC092F3ELA0000 | 7396.25 | PKG GAS PACK 7.5 TON 13 SERIES 230 3PH C
YHC092F3ELA005D | 20385.6 | 7.5T GAS PKG HIGH EFF CONV 230 3/0
YHC092F3ELA02QT | 23188 | 7.5T HIGH EFF GAS PKG 230 3/0 LOW HEAT
YHC092F3RLA005D | 19604.4 | 7.5 TON, PKG GAS, HI EF, FIOPS, 230/3
YHC092F3RLA090V | 23343 | 7.5T GAS PKG CONV 230 3/0 HIGH EFF L HT
YHC092F3RLA1LG9 | 24570.6 | 7.5 ton am std 230-3
YHC092F4ELA005D | 20518.9 | 7.5 TON, PKG GAS, HI EFF, CONV, 460/3
YHC092F4RHA005D | 20472.4 | 7.5T RELIATEL HIEFF GASPAC 460V 3PH CONV
YHC092F4RMA0033 | 26046.2 | 7.5 TON PACKAGED GAS 460/3 CONV. FIOP
YHC102F3RLA001D | 25181.3 | 8.5 TPN, PKG GE, HI EFF, LOW HT, 230/3
YHC102F3RLA005D | 21452 | 8.5 HIEFF GASPACK 208-230 3PH LO HT CONV
YHC102F3RLA090V | 26604.2 | 8.5T GAS PKG CONV 230-3 HIGH EFF L HEAT
YHC102F3RMA0033 | 29459.3 | 8.5 TON PACKAGED GAS 230/3 CONV. FIOP
YHC102F4ELA005D | 23643.7 | 8.5 TON, PKG GAS, HI EFF, CONV, 460/3
YHC120F3ELA0000 | 19843.1 | PKG GAS PACK 10 TON 230 3/0 HIGH EFFICIE
YHC120F3EMA001D | 28693.6 | 10 TON, PKG GAS, HI EFF, CONV, 230/3
YHC120F3RHA005D | 26839.8 | 10T HIGH EFF 230 3/0 GAS PKG CONV
YHC120F3RLA00 174411781L | 21145.1 | 10 TON GAS PACK ,HI-EFF, 16 SERIES 230 3
YHC120F3RLA0000 | 10790 | 10 TON GAS PACK ,HI-EFF, 16 SERIES 230 3
YHC120F3RLA005D | 24620.2 | 10T GAS PKG 230 3/0 RELIATEL COIL GUARD
YHC120F3RLA015X | 32751.5 | 10 TON, PKG GE, HI EFF, FIOPS 230/3
YHC120F4ELA005D | 25426.2 | 10 TON, PKG GAS, HI EFF, CONV, 460/3
YHC120F4RLA05FL | 34410 | 10T HIGH EFF CONV 460 3/0 LOW HEAT
YHD150G3RLD015X | 37029.5 | 12.5 american std 230-3
YHD150G3RLD02QT | 35898 | 12.5T HIGH EFF GAS PKG 230 3/0 DOWNDRAFT
YHD150G4RHD1HBT | 40926.2 | 12.5 TON GAS PACK 460/3 HIGH EFFICIENCY
YHD150G4RLD005D | 31179.8 | 12.5 TON, PKG GAS, HI EFF, DOWN, 460/3
YHD180G3RLD005D | 36124.3 | 15 T, PKG GE, LOW HT, HI EFF, DOWN 230/3
YHD180G3RLD053W | 45852.1 | 15T HI EFF DWNFL 230 3PH LO HT FIOPS
YHD180G4RLD005D | 36890 | 15 TON, PKG GAS, HI EFF, FIOPS, 460/3
YHD210G3RLD005D | 40064.4 | 17.5T HI EFF DWNFL 208-230 3PH LO HT
YHD210G3RLD053W | 56060.4 | 17.5T HI EFF DWNFL 230 3PH LO HT FIOPS
YHD240G3RLD015X | 55989.1 | 20ton 230-3 american std
YHH240G4RLD005D | 50945.4 | 20 PKG GAS, 460-3, HORIZ
YSC036G3EHB020Q | 9817.7 | 3T GAS PKG CONV 230 3/0 HIGH HEAT
YSC036G3ELB0000 | 3460 | PKG GAS PACK 3 TON 14 SERIES 230 3PH LOW
YSC036G3RLB00000 | 11212.7 | 3 TON, PKG GE, LOW HT, STD EFF, 230/3
YSC036G3RLB0VT7 | 13047.9 | 3 TO, PKG GAS, STD EFF, CONV, 230/3
YSC036G4ELB0000 | 3591.765 | PKG GAS PACK 3 TON 14 SERIES 460 3PH LOW
YSC036G4ELB00HJ | 14845.931 | 3T GAS PACK FIOP 460V 3PH CONV
YSC048G3EHB00LV | 12031.1 | 4 TON, PKG GE, HI HEAT, STD EFF, 230/3
YSC048G3ELB0000 | 4045.882 | PKG GAS PACK 4 TON 14 SERIES 230 3PH LOW
YSC048G3RLB0000 | 3552.941 | 4T GAS PKG CONV 230 3/0
YSC048G4ELB0000 | 4097.647 | PKG GAS PACK 4 TON 14 SERIES 460 3PH LOW
YSC048G4RLB0000 | 11392.5 | AM STD 4 TON GAS PK CONV LW HT 460V 3PH
YSC060G3EHB00LV | 12722.4 | 5 TON PKG GAS, HI HEAT STD EFF, 230/3
YSC060G3ELB0000 | 4645.882 | PKG GAS PACK 5 TON 14 SERIES 230 3PH LOW
YSC060G3EMB0000 | 11665.3 | 5 TON, PKG GAS, STD EFF CONV FIOPS 230/3
YSC060G3RLB0000 | 11423.5 | 5T RELIATEL GASPACK 208-230 3PH CONVR
YSC060G3RLB0024 | 16008.4 | 5 TON, PKG HP, STD EFF, FIOPS, 208-230/3
YSC060G3RLB0033 | 15084.6 | 5 TON, PKG GE, LOW HEAT, FIOPS, 230/3
YSC060G3RLB05XZ | 15338.8 | 5 TON GAS PACK 230/3 CONV.
YSC060G3RLB0VT7 | 16048.7 | 5 TON, PKG GAS, STD EFF, CONV, 230/3
YSC060G4ELA00 170913606L | 1178 | PKG GAS PACK 5 TON 14 SERIES 460 3PH DAM
YSC060G4ELB0000 | 4694.118 | PKG GAS PACK 5 TON 14 SERIES 460 3PH CNV
YSC060G4ELB00HJ | 18511.427 | 5T GAS PACK FIOP 460V 3PH CONV
YSC060G4ELB00U2 | 13404.4 | 5 TON, PKG GAS, STD EFF, CONV, 460/3
YSC072F3RLA0000 | 4370.588 | PKG GAS PACK 6 TON R410 13.0 IEER 230 3P
YSC072F4ELA0000 | 4214.118 | PKG GAS PACK 6 TON R410 13.0 IEER 460 3P
YSC072H3EHA020Q | 14052.3 | 6T GAS PKG CONV 230 3/0 HIGH HEAT
YSC072H3ELA00 191210924L | 1178 | PKG GAS PACK 6 TON R410 13.0 IEER 230 3P
YSC072H3ELA0000 | 5010.588 | PKG GAS PACK 6 TON R410 13.0 IEER 230 3P
YSC072H3RLA0000 | 0 | 6T GASPAC RELIATEL CONV 230V 3PH
YSC072H3RMA02ZT | 17186.4 | 6 TON GAS PACK 230/3 FIOPS
YSC072H3RMA03RM | 18717.8 | 6 TON GAS PACK 230/3 FIOPS
YSC072H4ELA0000 | 5060 | PKG GAS PACK 6 TON R410 13.0 IEER 460 3P
YSC090H3EHA0000 | 15047.4 | 7.5T GAS PKG 230 3/0 CONV HIGH HEAT
YSC090H3ELA0000 | 5963.529 | PKG GAS PACK 7.5TON R410 12.2 IEER 230 3
YSC090H3RLA0000 | 14514.2 | 7.5T RELIATEL GASPAK 208-230V 3PH CONVR
YSC090H4ELA0000 | 14098.8 | 7.5 TON, PKG GAS, STD EFF, CONV, 460/3
YSC092F4ELA00 162012363L | 10793.425 | PKG GAS PACK 7.5TON R410 13.0 IEER 460 3
YSC092F4ELA0000 | 5160 | PKG GAS PACK 7.5TON R410 13.0 IEER 460 3
YSC092H3ELA0000 | 6147.059 | PKG GAS PACK 7.5TON R410 13.0 IEER 230 3
YSC092H4ELA0000 | 6195.294 | PKG GAS PACK 7.5TON R410 13.0 IEER 460 3
YSC092H4ELA00R8 | 15673.6 | 7.5 TON, PKG GAS, STD EFF, CONV, 460/3
YSC092H4ELA00U2 | 16643.9 | 7.5 TON, 2C, PKG GAS, CONV, FIOPS, 460/3
YSC092H4RLA0000 | 16916.7 | 7.5T GAS PKG 460 3/0 DUAL COMP RELIATEL
YSC102H3EHA020Q | 19161.1 | 8.5T GAS PKG CONV 230 3/0 HIGH HEAT CONV
YSC102H3RLA0000 | 16678 | 8.5 TON GAS PACK 208-230V 3PH LO HT CONV
YSC102H3RLA0024 | 22518.4 | 8.5 TPN, PKG GE, LOW HT, FIOPS,230/3
YSC102H3RLA0033 | 21517.1 | 8.5 TON, PKG GE, LOW HEAT, FIOPS, 230/3
YSC102H4ELA0000 | 0 | PKG 8.5 TON GP 460/60/3 LW HT
YSC102H4ELA00LV | 20202.7 | 8.5 TON, PKG GAS, STD EFF, FIOPS, 460/3
YSC102H4RLA0000 | 20047.7 | 8.5T G/E RELIATEL CONV LO HT 460V 3PH
YSC120F4ELA00 170811066L | 6820 | PKG GAS PACK 10TON R410 13.0 IEER 460 3P
YSC120F4ELA0000 | 6634.118 | PKG GAS PACK 10TON R410 13.0 IEER 460 3P
YSC120H3EHA020Q | 21247.4 | 10T GAS PKG CONV 230 3/0 HIGH HEAT
YSC120H3ELA0000 | 7917.647 | PKG GAS PACK 10TON R410 13.0 IEER 230 3P
YSC120H3ELA0000 211911639L | 7362.5 | PKG GAS PACK 10TON R410 13.0 IEER DAMAGE
YSC120H3ELA0001 | 22506 | 10 TON, PKG GE, LO HT, FIOPS, 230/3
YSC120H3RHA43S5 | 26266.3 | AM STD 10T GAS ELECT PKG
YSC120H3RLA0000 | 0 | 10 TON, PKG GE, LOW HT, RELIATEL, 208-23
YSC120H3RLA015X | 26864.6 | 10 TON, PKG GE, LO HT, FIOPS, 230/3
YSC120H3RMA0033 | 23501.1 | 10 TON, PKG GE, STD EFF, FIOPS 230/3
YSC120H3RMA54WK | 26923.5 | 10T GAS PKG CONV 230 3/0 RELIATEL
YSC120H4ELA00 210913359L | 8196.4 | PKG GAS PACK 10TON R410 13.0 IEER 460 3P
YSC120H4ELA0000 | 7964.706 | PKG GAS PACK 10TON R410 13.0 IEER 460 3P
YSC120H4ELA00U2 | 21129.6 | 10 TON, PKG GAS, CONV, FIOPS, 460/3
YSC120H4RLA0000 | 17952.1 | 10T GAS PKG CONV 460 3/0
YSC120H4RLA02HH | 26483.3 | 10 TON, PKG GE, LOW HT, FIOPS, 460/3
YSD150G3RHC0000 | 24682.2 | 12.5 TON GAS PACK 230/3 HIGH HEAT DWN FL
YSD150G3RHC00LV | 27543.5 | 12.5 TON, PKG GE, HI HEAT, DOWN, 230/3
YSD150G3RHC05XZ | 31186 | 12.5 TON GAS PACK 230/3 HIGH HEAT DWN FL
YSD150G3RL0000 | 22831.5 | 12.5 TON GAS PACK 460/3 DOWNFLOW
YSD150G3RLC000 | 22831.5 | AM STD 12.5TON GAS PACK DWN FLW 230V 3PH
YSD150G3RLC0000 | 7881.707 | AM STD 12.5T DOWNFLOW GAS/EL LOW HT 208-
YSD150G3RLC005D | 24821.7 | 12.5 ton 230-3 with hail gd
YSD150G4RLC00U2 | 26092.7 | 12.5 TON, PKG GAS, CONV, FIOPS, 460/3
YSD180G3RLA0000 | 29378.7 | 15 TON GAS PACK 230/3PH
YSD180G3RLC0000 | 27456.7 | American Standard 15 Pkg Gas/Elec, 230-3
YSD180G3RLC005D | 28761.8 | 15T GAS PKG 230 3/0 DOWNDRAFT HAILGUARD
YSD180G4RLC0000 | 24973.6 | 15T GAS PKG 460 3/0
YSD180G4RLC00000 | 26722 | 15 TON GAS PACK 460/3 DOWN FLOW
YSD180G4RLC00U2 | 31235.6 | 15 TON, PKG GAS, STD EFF, FIOPS, 460/3
YSD210G3RLA0000 | 34487.5 | 17.5 TON GAS PACK 230/3 DOWN FLOW
YSD210G3RLC0000 | 32844.5 | 17.5 TON GAS PACK 230/3 DOWNFLOW
YSD210G4RLC0000 | 35247 | 17.5 TON GAS PACK 230/3 DOWNFLOW
YSD210G4RLC001S | 40858 | American Standard 17.5 Pkg Gas/Elec, 460
YSD240G3RLB0000 | 37519.3 | 20 TON GAS PACK 230/3 DOWNFLOW
YSD240G3RLB48F1 | 43998.3 | 20ton 230-3 econ bar relie
YSD240G3RLC0000 | 40737.1 | 20 TON GAS PACK 230/3 DOWNFLOW
YSD240G3RLC005D | 40256.6 | 20ton gas ele 230-3
YSD240G4RHC0000 | 44367.2 | 20T GAS PKG DOWN 460 3/0 HIGH HEAT
YSD240G4RLC0000 | 0 | 20 TON, PKG GE, STD EFF
YSD240G4RLC015X | 46295.4 | 20TON GAS ELE 460-3 ECONO,HAIL GD,SMK DE
YSD300G3RLC0000 | 49023.4 | 25T GAS PKG DOWNDRAFT 460-3 LOW HT
YSD300G4RLC001S | 50681.9 | 25 TON, PKG GE, LOW HEAT, FIOPS, 460/3
YSD300G4RLC0033 | 53661 | 25T GAS PKG 460 3/0 DOWNDRAFT
YSD300G4RLC015X | 55558.2 | AM STD 25TON460-3 ECONO,HAIL GD,SMK DET
YSH150G3RHC0000 | 24307.1 | 12.5T GAS PKG 230 3/0 HORIZONTAL HIGH HT
YSH150G3RHC005D | 25912.9 | 12.5 TON GAS PACK 230/3 FIOPS
YSH150G3RLC0000 | 27304.8 | 12.5T GASPAC HORIZ 208-230 3PH RELIATEL
YSH150G4RLC0000 | 27115.7 | 12.5 TON GAS PACK 460/3 HORIZ.
YSH180G3RHC0000 | 27834.9 | 15T GAS PKG 230 3/0 HORIZONTAL HIGH HEAT
YSH180G3RLA0000 | 26148.5 | 15 GAS/ELECTRIC 208/260 3 PHASE
YSH180G3RLC0000 | 0 | 15 TON, GAS PACK, 230/3PH HORZ
YSH180G4RLC0000 | 34193 | 15T G/E PACK HORIZONTAL 460V 3PH LOW HT
YSH240G3RLC0000 | 37519.3 | 20T GAS PKG 230 3/0 HORIZONTAL LOW HEAT
YSH240G4RLC0000 | 37519.3 | 20 TON, PKG GAS, STD EFF, HORIZ, 460/3
YSH300G4RXC090V | 63819.7 | 25 ton am std gas/ele 460-3 /w ss heat e
ZDAMPRDMA0007A | 251.1 | 7" ROUND DAMPER
ZDAMPRDMA0008A | 119.685 | DAMPER ROUND ZONE 8" AM STND
ZDAMPRDMA0010A | 121.875 | DAMPER ROUND ZONE 10" AM STND
ZDAMPRDMA0012A | 126.563 | DAMPER ROUND ZONE 12" AM STND
ZDAMPRDMA0014A | 146.457 | DAMPER ROUND ZONE 14" AM STND
ZDAMPRDMA0016A | 170.313 | DAMPER ROUND ZONE 16" AM STND
ZDAMPRDMA0018A | 403 | AMERICAN STANDARD 18" ZONE DAMPER
ZSENS930AW00MA | 63.492 | TEMPERATURE SENSOR WIRELESS REMOTE
ZZONEEXPAC52ZB | 200 | PANEL EXPANDER COMMUNICATING ZONE PANEL
ZZONEPNLAC52ZB | 360.317 | PANEL FOUR ZONE COMMUNICATING ZONE PANEL
ZZSENSAL0300AA | 44.444 | SENSOR TEMP INDOOR ACONT302-REMOTE WIRED
ZZSENSAL0400AA | 25.397 | SENSOR TEMP INDOOR AZONE950
131015 | 464.101 | aspen coil
4201 | 69.799 | TXV R410A 2.5-3.5 TON ASPEN
4202 | 67.114 | TXV R410A 4-5 TON ASPEN
CE30B34-140L-105 | 529.799 | ASPEN CASED COIL MULTI 1.5-2.5TON 14.5IN
CE30B34-175L-105 | 529.799 | ASPEN CASED COIL MULTI 1.5-2.5TON 17.5IN
CE42D34-175L-105 | 637.893 | ASPEN CASED COIL MULTI 3 TON 17.5IN W
CE42D34-210L-105 | 637.893 | ASPEN CASED COIL MULTI 3 TON 21IN W
CE48C34-175L-105 | 642.456 | ASPEN CASED COIL MULTI 3.5-4 TON 17.5W
CE48C34-210L-105 | 642.456 | ASPEN CASED COIL MULTI 3.5-4TON 21W
CE60B44-210L-105 | 741.423 | ASPEN COILS MULTI 3.5-5 TON 21IN
CR30A34-175T-000 | 531.329 | COIL 36000 BTU CASED AC R410A VAR SPD PL
CR48C34-210T-000 | 651.597 | COIL 48000 BTU CASED AC R410A VAR SPD PL
CR60B44-210T-000 | 756.644 | COIL 60000 BTU CASED AC R410A VAR SPD PL
FS650A | 0 | 6500 SIDE DRAFT ASPEN COOLER
MK44C | 0 | 3/4 HP 1SPD 230V MOTOR KIT
ANY